{"text_format":"3","workbook":"xlsx","n_sheets":1,"sheets":["明细表"],"not_rendered":{"external_links":1,"defined_names":3},"read":"whole","date_system":"1900"}

{"sheet":"明细表","index":0,"n_rows":981,"n_cols":15,"rows_kept":981,"merged":[[1,0,1,14]]}
["附件2"]
["2024宜兴市高耗能企业负荷管理方案明细表"]
["序号","分组","总户号","用户名称","属地","电压等级","变压器容量kVA","运行容量kVA","保安负荷kVA","典型负荷(早)kW","典型负荷(腰)kW","典型负荷(晚)kW","最大可限负荷(早)kW","最大可限负荷(腰)kW","最大可限负荷(晚)kW"]
[1,"高耗能企业1组",3201700125450,"宜兴市大鹏建材有限公司","张渚","交流10kV",9930,4630,463,{"v":89.3877,"d":"89"},{"v":311.9785,"d":"312"},{"v":664.1785,"d":"664"},0,0,{"v":201.1785,"d":"201"}]
[2,"高耗能企业1组",3203082094271,"江苏宜城南方水泥有限公司","杨巷","交流110kV",45000,45000,4500,{"v":10794.5302,"d":"10795"},{"v":12290.7349,"d":"12291"},{"v":12453.4326,"d":"12453"},{"v":6294.5302,"d":"6295"},{"v":7790.7349,"d":"7791"},{"v":7953.4326,"d":"7953"}]
[3,"高耗能企业1组",3201700110507,"宜兴天山水泥有限责任公司","杨巷","交流35kV",41050,25050,2505,{"v":9163.1148,"d":"9163"},{"v":10009.6825,"d":"10010"},{"v":10086.7742,"d":"10087"},{"v":6658.1148,"d":"6658"},{"v":7504.6825,"d":"7505"},{"v":7581.7742,"d":"7582"}]
[4,"高耗能企业1组",3201700110360,"宜兴市胜达水泥有限公司","徐舍","交流10kV",6600,1000,100,{"v":154.3833,"d":"154"},264,{"v":96.2903,"d":"96"},{"v":54.3833,"d":"54"},164,0]
[5,"高耗能企业1组",3201700110362,"宜兴市天平水泥有限责任公司","徐舍","交流35kV",13900,13500,1350,{"v":386.1692,"d":"386"},{"v":2657.2462,"d":"2657"},{"v":786.8538,"d":"787"},0,{"v":1307.2462,"d":"1307"},0]
[6,"高耗能企业1组",3201700124284,"江苏省鲸龙水泥有限公司","徐舍","交流10kV",9000,9000,900,{"v":797.7744,"d":"798"},{"v":1067.1833,"d":"1067"},{"v":369.7478,"d":"370"},0,{"v":167.1833,"d":"167"},0]
[7,"高耗能企业1组",3203080941048,"江苏宜城南方水泥有限公司","徐舍","交流35kV",250,250,25,{"v":15.2531,"d":"15"},{"v":13.7812,"d":"14"},{"v":18.954,"d":"19"},0,0,0]
[8,"高耗能企业1组",3201700110278,"宜兴市东一建材有限公司","徐舍","交流10kV",14270,12070,1207,{"v":639.5538,"d":"640"},{"v":8616.7846,"d":"8617"},{"v":7993.8906,"d":"7994"},0,{"v":7409.7846,"d":"7410"},{"v":6786.8906,"d":"6787"}]
[9,"高耗能企业1组",3201700110353,"宜兴市昊宇新型建筑材料有限公司","徐舍","交流10kV",2000,1000,100,{"v":9.3,"d":"9"},{"v":17.1553,"d":"17"},{"v":6.6969,"d":"7"},0,0,0]
[10,"高耗能企业1组",3201700106265,"无锡市金久水泥有限公司","开发区","交流20kV",27100,27100,2710,{"v":1432.7733,"d":"1433"},{"v":16120.8857,"d":"16121"},{"v":5380.1265,"d":"5380"},0,{"v":13410.8857,"d":"13411"},{"v":2670.1265,"d":"2670"}]
[11,"高耗能企业1组",3201700118205,"宜兴市青龙山新材料科技有限公司","开发区","交流10kV",1715,315,{"v":31.5,"d":"32"},{"v":32.9968,"d":"33"},{"v":47.7615,"d":"48"},1,{"v":1.4968,"d":"1"},{"v":16.2615,"d":"16"},0]
[12,"高耗能企业1组",3201700105840,"宜兴市裕丰水泥厂","环科园","交流10kV",4830,2600,260,{"v":70.2508,"d":"70"},{"v":204.7211,"d":"205"},{"v":77.1406,"d":"77"},0,0,0]
[13,"高耗能企业1组",3201700105856,"宜兴市金墅水泥有限公司","环科园","交流10kV",4030,0,0,0,0,0,0,0,0]
[14,"高耗能企业1组",3201700125692,"宜兴市金墅水泥有限公司","环科园","交流35kV",12550,0,0,{"v":282.3231,"d":"282"},{"v":526.7222,"d":"527"},{"v":336.9688,"d":"337"},{"v":282.3231,"d":"282"},{"v":526.7222,"d":"527"},{"v":336.9688,"d":"337"}]
[15,"高耗能企业1组",3201700138064,"宜兴市金墅水泥有限公司","环科园","交流10kV",9570,9570,957,{"v":196.5015,"d":"197"},{"v":3816.0554,"d":"3816"},{"v":637.1631,"d":"637"},0,{"v":2859.0554,"d":"2859"},0]
[16,"高耗能企业1组",3201700143486,"江苏新街南方水泥有限公司","环科园","交流35kV",20050,20050,2005,{"v":4353.5469,"d":"4354"},{"v":5073.1094,"d":"5073"},{"v":4986.0169,"d":"4986"},{"v":2348.5469,"d":"2349"},{"v":3068.1094,"d":"3068"},{"v":2981.0169,"d":"2981"}]
[17,"高耗能企业1组",3201700129449,"宜兴市紫霞水泥厂","环科园","交流10kV",4675,475,{"v":47.5,"d":"48"},{"v":22.6062,"d":"23"},{"v":43.8941,"d":"44"},{"v":12.9281,"d":"13"},0,0,0]
[18,"高耗能企业1组",3201700111603,"宜兴市青象水泥有限公司","湖父","交流10kV",15065,15065,{"v":1506.5,"d":"1507"},{"v":227.7156,"d":"228"},{"v":3530.4966,"d":"3530"},{"v":121.1079,"d":"121"},0,{"v":2023.9966,"d":"2024"},0]
[19,"高耗能企业1组",3201700111606,"无锡市东来建材有限公司","湖父","交流10kV",4925,0,0,0,0,0,0,0,0]
[20,"高耗能企业1组",3201700132475,"无锡市龙达水泥有限公司","湖父","交流10kV",3630,630,63,{"v":9.9306,"d":"10"},{"v":11.9853,"d":"12"},{"v":2.1951,"d":"2"},0,0,0]
[21,"高耗能企业1组",3201700132476,"无锡市龙达水泥有限公司","湖父","交流10kV",2370,0,0,0,0,0,0,0,0]
[22,"高耗能企业1组",3201700112116,"宜兴市盛伟水泥有限公司","和桥","交流10kV",2970,2400,240,{"v":91.2419,"d":"91"},{"v":387.1433,"d":"387"},{"v":35.5345,"d":"36"},0,{"v":147.1433,"d":"147"},0]
[23,"高耗能企业1组",3201700113552,"无锡市天裕建材有限公司","芳桥","交流10kV",15830,14410,1441,{"v":1664.9683,"d":"1665"},{"v":9513.4254,"d":"9513"},{"v":751.3175,"d":"751"},{"v":223.9683,"d":"224"},{"v":8072.4254,"d":"8072"},0]
[24,"高耗能企业1组",3201700146551,"无锡良兴混凝土有限公司","芳桥","交流10kV",500,500,50,{"v":88.4797,"d":"88"},{"v":86.1536,"d":"86"},{"v":28.6968,"d":"29"},{"v":38.4797,"d":"38"},{"v":36.1536,"d":"36"},0]
[25,"高耗能企业1组",3203003315061,"无锡市天裕机械设备有限公司","芳桥","交流10kV",7400,7400,740,{"v":24.9793,"d":"25"},{"v":1991.5667,"d":"1992"},{"v":26.3016,"d":"26"},0,{"v":1251.5667,"d":"1252"},0]
[26,"高耗能企业1组",3201700140115,"宜兴市青龙水泥有限责任公司","丁蜀","交流10kV",6550,4450,445,{"v":194.3125,"d":"194"},{"v":406.3079,"d":"406"},{"v":30.3906,"d":"30"},0,0,0]
[27,"高耗能企业1组",3201700111761,"无锡市任墅水泥有限公司","丁蜀","交流10kV",2875,1000,100,{"v":31.7524,"d":"32"},{"v":30.0889,"d":"30"},{"v":48.673,"d":"49"},0,0,0]
[28,"高耗能企业2组",3203082028970,"宜兴市旭灿新材料科技有限公司","张渚","交流10kV",630,250,25,{"v":0.8842,"d":"1"},{"v":0.8656,"d":"1"},{"v":1.26,"d":"1"},0,0,0]
[29,"高耗能企业2组",3203083044739,"无锡市军艳橡塑有限公司","杨巷","交流10kV",500,500,50,0,0,0,0,0,0]
[30,"高耗能企业2组",3203081455419,"无锡华亨线缆有限公司","杨巷","交流10kV",500,500,50,0,0,0,0,0,0]
[31,"高耗能企业2组",3203083802938,"宜兴泰旺金属材料有限公司","杨巷","交流10kV",1250,1250,125,0,0,0,0,0,0]
[32,"高耗能企业2组",3203082628933,"无锡垚之久汽车零部件有限公司","杨巷","交流10kV",250,250,25,{"v":0.6805,"d":"1"},{"v":1.0686,"d":"1"},{"v":0.2527,"d":"0"},0,0,0]
[33,"高耗能企业2组",3201700140760,"无锡市必盛水处理剂有限公司","徐舍","交流10kV",400,400,40,{"v":149.1246,"d":"149"},{"v":122.3136,"d":"122"},{"v":99.1578,"d":"99"},{"v":109.1246,"d":"109"},{"v":82.3136,"d":"82"},{"v":59.1578,"d":"59"}]
[34,"高耗能企业2组",3203084010048,"宜兴市臣功制药设备厂","徐舍","交流10kV",250,250,25,{"v":40.1794,"d":"40"},{"v":31.9894,"d":"32"},{"v":16.7337,"d":"17"},{"v":15.1794,"d":"15"},{"v":6.9894,"d":"7"},0]
[35,"高耗能企业2组",3203076022267,"宜兴市徐舍镇人民政府","徐舍","交流10kV",6260,0,0,0,0,0,0,0,0]
[36,"高耗能企业2组",3203083933155,"江苏通诚建设工程有限公司","徐舍","交流10kV",2450,2450,245,{"v":223.582,"d":"224"},{"v":196.7022,"d":"197"},{"v":23.4255,"d":"23"},0,0,0]
[37,"高耗能企业2组",3203082403537,"宜兴市氿普实业有限公司","徐舍","交流10kV",250,250,25,0,0,0,0,0,0]
[38,"高耗能企业2组",3203084020738,"宜兴市徐舍镇现代制药设备厂","徐舍","交流10kV",250,250,25,{"v":68.1813,"d":"68"},{"v":65.8213,"d":"66"},{"v":0.7506,"d":"1"},{"v":43.1813,"d":"43"},{"v":40.8213,"d":"41"},0]
[39,"高耗能企业2组",3203084152546,"江苏通诚建设工程有限公司","徐舍","交流10kV",500,500,50,{"v":24.52,"d":"25"},{"v":15.8195,"d":"16"},{"v":3.906,"d":"4"},0,0,0]
[40,"高耗能企业2组",3201110007955,"江苏安固电建工程有限公司","新庄","交流10kV",250,250,25,{"v":9.29,"d":"9"},{"v":6.6417,"d":"7"},{"v":1.4452,"d":"1"},0,0,0]
[41,"高耗能企业2组",3201110376596,"江苏俊锦塑木有限公司","新庄","交流10kV",400,0,0,0,0,0,0,0,0]
[42,"高耗能企业2组",3201110452750,"江苏正达炉料有限公司","新庄","交流10kV",3500,3500,350,{"v":80.4758,"d":"80"},{"v":84.3413,"d":"84"},{"v":147.246,"d":"147"},0,0,0]
[43,"高耗能企业2组",3201110537329,"江苏晔华炉业有限公司","新庄","交流10kV",1050,250,25,{"v":16.023,"d":"16"},{"v":13.4139,"d":"13"},{"v":12.0746,"d":"12"},0,0,0]
[44,"高耗能企业2组",3201110794011,"宜兴市远洋船舶材料有限公司","新庄","交流10kV",800,800,80,{"v":179.7574,"d":"180"},{"v":192.27,"d":"192"},{"v":89.5,"d":"90"},{"v":99.7574,"d":"100"},{"v":112.27,"d":"112"},{"v":9.5,"d":"10"}]
[45,"高耗能企业2组",3201111633533,"宜兴中裕混凝土有限公司","新庄","交流10kV",800,800,80,{"v":87.1937,"d":"87"},{"v":127.8435,"d":"128"},{"v":38.4823,"d":"38"},{"v":7.19370000000001,"d":"7"},{"v":47.8435,"d":"48"},0]
[46,"高耗能企业2组",3201113006934,"江苏诺明高温材料股份有限公司","新庄","交流10kV",6630,6630,663,{"v":916.2063,"d":"916"},{"v":1182.7857,"d":"1183"},{"v":625.6724,"d":"626"},{"v":253.2063,"d":"253"},{"v":519.7857,"d":"520"},0]
[47,"高耗能企业2组",3201113295688,"宜兴金君耐火炉料有限公司","新庄","交流10kV",800,800,80,{"v":139.2983,"d":"139"},{"v":171.0353,"d":"171"},{"v":234.2404,"d":"234"},{"v":59.2983,"d":"59"},{"v":91.0353,"d":"91"},{"v":154.2404,"d":"154"}]
[48,"高耗能企业2组",3201113752607,"宜兴市金旭节能材料有限公司","新庄","交流10kV",200,200,20,{"v":16.0257,"d":"16"},{"v":14.4518,"d":"14"},{"v":0.796,"d":"1"},0,0,0]
[49,"高耗能企业2组",3201113846770,"宜兴市奇盼新材料科技有限公司","新庄","交流10kV",400,400,40,{"v":13.8474,"d":"14"},{"v":16.2448,"d":"16"},{"v":3.6574,"d":"4"},0,0,0]
[50,"高耗能企业2组",3201114819615,"宜兴市迅达耐火材料有限公司","新庄","交流10kV",400,400,40,{"v":102.8369,"d":"103"},{"v":92.9249,"d":"93"},{"v":22.2403,"d":"22"},{"v":62.8369,"d":"63"},{"v":52.9249,"d":"53"},0]
[51,"高耗能企业2组",3201700123102,"宜兴市远洋耐火保温厂","新庄","交流10kV",500,500,50,{"v":75.9531,"d":"76"},{"v":89.9308,"d":"90"},{"v":97.4858,"d":"97"},{"v":25.9531,"d":"26"},{"v":39.9308,"d":"40"},{"v":47.4858,"d":"47"}]
[52,"高耗能企业2组",3201700140724,"宜兴市恒祥耐火材料有限公司","新庄","交流10kV",250,250,25,{"v":50.9385,"d":"51"},{"v":47.7677,"d":"48"},{"v":22.0123,"d":"22"},{"v":25.9385,"d":"26"},{"v":22.7677,"d":"23"},0]
[53,"高耗能企业2组",3201700141760,"江苏诺亚建材科技有限公司","新庄","交流10kV",100,100,10,{"v":18.5914,"d":"19"},{"v":21.9031,"d":"22"},{"v":1.4441,"d":"1"},{"v":8.5914,"d":"9"},{"v":11.9031,"d":"12"},0]
[54,"高耗能企业2组",3203003366890,"江苏正达炉料有限公司","新庄","交流10kV",315,0,0,0,0,0,0,0,0]
[55,"高耗能企业2组",3203005839155,"汉生豪斯（无锡）纸业有限公司","新庄","交流10kV",500,500,50,{"v":78.5427,"d":"79"},{"v":76.1848,"d":"76"},{"v":85.2615,"d":"85"},{"v":28.5427,"d":"29"},{"v":26.1848,"d":"26"},{"v":35.2615,"d":"35"}]
[56,"高耗能企业2组",3203071214414,"江苏华翊成电气科技有限公司","新庄","交流10kV",250,250,25,{"v":55.3723,"d":"55"},{"v":46.1063,"d":"46"},{"v":22.2586,"d":"22"},{"v":30.3723,"d":"30"},{"v":21.1063,"d":"21"},0]
[57,"高耗能企业2组",3203076113541,"宜兴市恒祥耐火材料有限公司","新庄","交流10kV",500,500,50,{"v":78.4488,"d":"78"},{"v":83.406,"d":"83"},{"v":12.5288,"d":"13"},{"v":28.4488,"d":"28"},{"v":33.406,"d":"33"},0]
[58,"高耗能企业2组",3203083312944,"宜兴市佳莱特机械设备有限公司","新庄","交流10kV",250,0,0,{"v":0.0987,"d":"0"},0,{"v":0.0987,"d":"0"},{"v":0.0987,"d":"0"},0,{"v":0.0987,"d":"0"}]
[59,"高耗能企业2组",3203084455723,"昆山康奥建材科技有限公司巴城分公司","新庄","交流10kV",400,400,40,{"v":79.8025,"d":"80"},{"v":70.7451,"d":"71"},{"v":4.7434,"d":"5"},{"v":39.8025,"d":"40"},{"v":30.7451,"d":"31"},0]
[60,"高耗能企业2组",3203081936892,"宜兴市神洲土工材料有限公司","新庄","交流10kV",2500,2500,250,{"v":1338.2951,"d":"1338"},{"v":1364.4603,"d":"1364"},{"v":1353.4844,"d":"1353"},{"v":1088.2951,"d":"1088"},{"v":1114.4603,"d":"1114"},{"v":1103.4844,"d":"1103"}]
[61,"高耗能企业2组",3201700110194,"江苏昌吉利新能源科技有限公司","新建","交流10kV",880,880,88,{"v":417.8923,"d":"418"},{"v":437.1846,"d":"437"},{"v":380.1538,"d":"380"},{"v":329.8923,"d":"330"},{"v":349.1846,"d":"349"},{"v":292.1538,"d":"292"}]
[62,"高耗能企业2组",3201113396849,"帝斯曼（江苏）生物技术有限公司","新建","交流10kV",2500,2500,250,{"v":584.7846,"d":"585"},{"v":591.1818,"d":"591"},{"v":536.3403,"d":"536"},{"v":334.7846,"d":"335"},{"v":341.1818,"d":"341"},{"v":286.3403,"d":"286"}]
[63,"高耗能企业2组",3203084217450,"无锡市振海环保科技有限公司","新建","交流10kV",400,400,40,{"v":32.7529,"d":"33"},{"v":28.1765,"d":"28"},{"v":5.7615,"d":"6"},0,0,0]
[64,"高耗能企业2组",3203081486702,"江苏广兴丰茂科技有限公司","新建","交流10kV",3000,3000,300,0,0,0,0,0,0]
[65,"高耗能企业2组",3201110010431,"江苏飞升石业有限公司","万石","交流10kV",630,630,63,{"v":319.2,"d":"319"},{"v":278.7895,"d":"279"},{"v":114.7333,"d":"115"},{"v":256.2,"d":"256"},{"v":215.7895,"d":"216"},{"v":51.7333,"d":"52"}]
[66,"高耗能企业2组",3201110411554,"宜兴市力丰石材装饰工程有限公司","万石","交流10kV",315,315,{"v":31.5,"d":"32"},{"v":27.7954,"d":"28"},{"v":8.7129,"d":"9"},{"v":4.4016,"d":"4"},0,0,0]
[67,"高耗能企业2组",3201110713733,"宜兴市长荣石业有限公司","万石","交流10kV",500,500,50,{"v":119.2703,"d":"119"},{"v":47.7692,"d":"48"},{"v":108.4865,"d":"108"},{"v":69.2703,"d":"69"},0,{"v":58.4865,"d":"58"}]
[68,"高耗能企业2组",3201110714133,"宜兴升平石业有限公司","万石","交流10kV",400,400,40,{"v":36.3962,"d":"36"},{"v":82.5016,"d":"83"},{"v":51.8181,"d":"52"},0,{"v":42.5016,"d":"43"},{"v":11.8181,"d":"12"}]
[69,"高耗能企业2组",3201112776836,"宜兴市时代中进石材有限公司","万石","交流10kV",400,400,40,{"v":34.4205,"d":"34"},{"v":30.5361,"d":"31"},{"v":8.0244,"d":"8"},0,0,0]
[70,"高耗能企业2组",3201112800046,"宜兴市光裕装饰材料有限公司","万石","交流10kV",250,250,25,{"v":9.7425,"d":"10"},{"v":8.2925,"d":"8"},{"v":0.5592,"d":"1"},0,0,0]
[71,"高耗能企业2组",3201113331713,"宜兴市千任石墨制品有限公司","万石","交流10kV",250,250,25,{"v":51.3431,"d":"51"},{"v":49.1811,"d":"49"},{"v":15.4056,"d":"15"},{"v":26.3431,"d":"26"},{"v":24.1811,"d":"24"},0]
[72,"高耗能企业2组",3201113444749,"宜兴市成益石业工艺有限公司","万石","交流10kV",500,500,50,{"v":37.4583,"d":"37"},{"v":31.0946,"d":"31"},{"v":6.7638,"d":"7"},0,0,0]
[73,"高耗能企业2组",3201113495173,"江苏一超新型建材科技有限公司","万石","交流10kV",500,500,50,{"v":183.3458,"d":"183"},{"v":91.935,"d":"92"},{"v":29.8726,"d":"30"},{"v":133.3458,"d":"133"},{"v":41.935,"d":"42"},0]
[74,"高耗能企业2组",3201113852724,"宜兴市创意建材有限公司","万石","交流10kV",250,250,25,{"v":4.128,"d":"4"},{"v":4.614,"d":"5"},{"v":2.1255,"d":"2"},0,0,0]
[75,"高耗能企业2组",3201114555596,"宜兴市富利来石业工艺有限公司","万石","交流10kV",250,250,25,{"v":49.1423,"d":"49"},{"v":45.2977,"d":"45"},{"v":8.4574,"d":"8"},{"v":24.1423,"d":"24"},{"v":20.2977,"d":"20"},0]
[76,"高耗能企业2组",3201700110766,"无锡市华敏铜业有限公司","万石","交流10kV",800,0,0,0,0,0,0,0,0]
[77,"高耗能企业2组",3201700140714,"宜兴市宏益新型建材科技有限公司","万石","交流10kV",400,400,40,{"v":48.8002,"d":"49"},{"v":38.9166,"d":"39"},{"v":14.5122,"d":"15"},{"v":8.8002,"d":"9"},0,0]
[78,"高耗能企业2组",3201700147889,"江苏瑞诚非金属材料有限公司","万石","交流10kV",400,400,40,{"v":149.42,"d":"149"},{"v":144.104,"d":"144"},{"v":48.0766,"d":"48"},{"v":109.42,"d":"109"},{"v":104.104,"d":"104"},{"v":8.0766,"d":"8"}]
[79,"高耗能企业2组",3201700148381,"宜兴市五龙石业工艺有限公司","万石","交流10kV",630,630,63,{"v":17.6892,"d":"18"},{"v":9.8292,"d":"10"},{"v":43.7246,"d":"44"},0,0,0]
[80,"高耗能企业2组",3203001577455,"宜兴泉和石材有限公司","万石","交流10kV",315,315,{"v":31.5,"d":"32"},{"v":143.6203,"d":"144"},{"v":134.3523,"d":"134"},{"v":56.6862,"d":"57"},{"v":112.1203,"d":"112"},{"v":102.8523,"d":"103"},{"v":25.1862,"d":"25"}]
[81,"高耗能企业2组",3203006161466,"宜兴市瑞琰石业有限公司","万石","交流10kV",1300,800,80,{"v":458.875,"d":"459"},{"v":422.6667,"d":"423"},{"v":145.8594,"d":"146"},{"v":378.875,"d":"379"},{"v":342.6667,"d":"343"},{"v":65.8594,"d":"66"}]
[82,"高耗能企业2组",3203006189185,"宜兴市瑞琰石业有限公司","万石","交流10kV",400,400,40,{"v":189.7451,"d":"190"},{"v":158.8691,"d":"159"},{"v":50.9859,"d":"51"},{"v":149.7451,"d":"150"},{"v":118.8691,"d":"119"},{"v":10.9859,"d":"11"}]
[83,"高耗能企业2组",3201113727800,"宜兴市方圆化工有限公司","万石","交流10kV",250,250,25,{"v":1.6826,"d":"2"},{"v":1.3959,"d":"1"},{"v":2.2493,"d":"2"},0,0,0]
[84,"高耗能企业2组",3201114363731,"江苏惠瑞生物科技有限公司","万石","交流10kV",250,250,25,{"v":1.4888,"d":"1"},{"v":1.3105,"d":"1"},{"v":1.2129,"d":"1"},0,0,0]
[85,"高耗能企业2组",3201700110769,"宜兴市志博新材料科技有限公司","万石","交流10kV",250,250,25,{"v":10.2802,"d":"10"},{"v":4.5667,"d":"5"},{"v":2.4044,"d":"2"},0,0,0]
[86,"高耗能企业2组",3201700141924,"宜兴兴农化工制品有限公司","万石","交流10kV",400,400,40,{"v":3.8926,"d":"4"},{"v":2.6448,"d":"3"},{"v":1.9136,"d":"2"},0,0,0]
[87,"高耗能企业2组",3203080175383,"无锡跃恒塑料制品有限公司","万石","交流10kV",250,250,25,{"v":93.4829,"d":"93"},{"v":91.325,"d":"91"},{"v":106.7,"d":"107"},{"v":68.4829,"d":"68"},{"v":66.325,"d":"66"},{"v":81.7,"d":"82"}]
[88,"高耗能企业2组",3203082676399,"宜兴市宜武合成材料有限公司","万石","交流10kV",250,250,25,{"v":3.4955,"d":"3"},{"v":2.5828,"d":"3"},{"v":0.3498,"d":"0"},0,0,0]
[89,"高耗能企业2组",3201700132817,"无锡双诚炭黑科技股份有限公司","开发区","交流10kV",3180,3180,318,{"v":245.0413,"d":"245"},{"v":229.7785,"d":"230"},{"v":121.48,"d":"121"},0,0,0]
[90,"高耗能企业2组",3201110019548,"江苏恒兴新材料科技股份有限公司","开发区","交流10kV",630,630,63,{"v":258.8281,"d":"259"},{"v":254.6769,"d":"255"},{"v":218.2031,"d":"218"},{"v":195.8281,"d":"196"},{"v":191.6769,"d":"192"},{"v":155.2031,"d":"155"}]
[91,"高耗能企业2组",3201113510245,"宜兴华谊一品着色科技有限公司","开发区","交流10kV",11500,8300,830,0,0,0,0,0,0]
[92,"高耗能企业2组",3201700127554,"江苏宇星科技有限公司","开发区","交流10kV",6600,6600,660,{"v":849.5357,"d":"850"},{"v":931.3443,"d":"931"},{"v":1538.0517,"d":"1538"},{"v":189.5357,"d":"190"},{"v":271.3443,"d":"271"},{"v":878.0517,"d":"878"}]
[93,"高耗能企业2组",3201113673372,"宜兴坤鑫新能源科技有限公司","开发区","交流10kV",200,200,20,{"v":27.7878,"d":"28"},{"v":26.9974,"d":"27"},{"v":4.9492,"d":"5"},{"v":7.7878,"d":"8"},{"v":6.9974,"d":"7"},0]
[94,"高耗能企业2组",3201114096792,"江苏金久建材集团有限公司","开发区","交流10kV",500,500,50,{"v":85.5185,"d":"86"},{"v":71.0538,"d":"71"},{"v":31.1282,"d":"31"},{"v":35.5185,"d":"36"},{"v":21.0538,"d":"21"},0]
[95,"高耗能企业2组",3201114519160,"江苏黑奇工程有限公司","开发区","交流10kV",250,250,25,{"v":24.1319,"d":"24"},{"v":20.3585,"d":"20"},{"v":12.5348,"d":"13"},0,0,0]
[96,"高耗能企业2组",3201700109970,"江苏长城窑炉工程有限公司","开发区","交流10kV",315,315,{"v":31.5,"d":"32"},{"v":92.3554,"d":"92"},{"v":104.7545,"d":"105"},{"v":56.1274,"d":"56"},{"v":60.8554,"d":"61"},{"v":73.2545,"d":"73"},{"v":24.6274,"d":"25"}]
[97,"高耗能企业2组",3201700111913,"宜兴市龙华建筑材料有限公司","开发区","交流10kV",250,250,25,{"v":37.6143,"d":"38"},{"v":31.412,"d":"31"},{"v":21.6955,"d":"22"},{"v":12.6143,"d":"13"},{"v":6.412,"d":"6"},0]
[98,"高耗能企业2组",3201700118253,"宜兴市诸桥物流有限公司","开发区","交流10kV",1000,1000,100,{"v":197.9385,"d":"198"},{"v":194.1785,"d":"194"},{"v":120.3631,"d":"120"},{"v":97.9385,"d":"98"},{"v":94.1785,"d":"94"},{"v":20.3631,"d":"20"}]
[99,"高耗能企业2组",3201700125233,"宜兴市神洲土工材料有限公司","开发区","交流10kV",315,0,0,0,0,0,0,0,0]
[100,"高耗能企业2组",3201700136253,"宜兴市华光玻璃有限公司","开发区","交流10kV",1200,1200,120,{"v":183.439,"d":"183"},{"v":491.9063,"d":"492"},{"v":294.2802,"d":"294"},{"v":63.439,"d":"63"},{"v":371.9063,"d":"372"},{"v":174.2802,"d":"174"}]
[101,"高耗能企业2组",3201700139172,"华耐国际（宜兴）高级陶瓷有限公司","开发区","交流10kV",2000,2000,200,{"v":683.9844,"d":"684"},{"v":655.8919,"d":"656"},{"v":521.6825,"d":"522"},{"v":483.9844,"d":"484"},{"v":455.8919,"d":"456"},{"v":321.6825,"d":"322"}]
[102,"高耗能企业2组",3201700140958,"宜兴市绿源荧光材料有限公司","开发区","交流10kV",315,0,0,0,0,0,0,0,0]
[103,"高耗能企业2组",3201700141341,"无锡市宝宜耐火材料有限公司","开发区","交流10kV",1345,945,{"v":94.5,"d":"95"},{"v":360.9194,"d":"361"},{"v":178.9905,"d":"179"},{"v":37.9082,"d":"38"},{"v":266.4194,"d":"266"},{"v":84.4905,"d":"84"},0]
[104,"高耗能企业2组",3201700141433,"江苏金久建材集团有限公司","开发区","交流10kV",1600,1600,160,{"v":136.1077,"d":"136"},{"v":163.68,"d":"164"},{"v":65.2862,"d":"65"},0,{"v":3.68000000000001,"d":"4"},0]
[105,"高耗能企业2组",3201700141846,"江苏诺明高温材料股份有限公司","开发区","交流10kV",2050,1650,165,{"v":389.7538,"d":"390"},{"v":527.9459,"d":"528"},{"v":275.5231,"d":"276"},{"v":224.7538,"d":"225"},{"v":362.9459,"d":"363"},{"v":110.5231,"d":"111"}]
[106,"高耗能企业2组",3201700143223,"宜兴市九州研磨介质有限公司","开发区","交流10kV",250,250,25,{"v":43.0444,"d":"43"},{"v":34.4397,"d":"34"},{"v":10.3819,"d":"10"},{"v":18.0444,"d":"18"},{"v":9.4397,"d":"9"},0]
[107,"高耗能企业2组",3201700148689,"雅喜路（宜兴）复合材料有限公司","开发区","交流10kV",2000,2000,200,{"v":621.6032,"d":"622"},{"v":587.1929,"d":"587"},{"v":67.0468,"d":"67"},{"v":421.6032,"d":"422"},{"v":387.1929,"d":"387"},0]
[108,"高耗能企业2组",3201700150432,"宜兴市永泰墙体建材有限公司","开发区","交流10kV",250,250,25,{"v":0.526,"d":"1"},{"v":0.5569,"d":"1"},{"v":0.3581,"d":"0"},0,0,0]
[109,"高耗能企业2组",3203000305135,"宜兴盛智环保科技有限公司","开发区","交流10kV",800,800,80,{"v":93.1923,"d":"93"},{"v":96.4469,"d":"96"},{"v":44.8146,"d":"45"},{"v":13.1923,"d":"13"},{"v":16.4469,"d":"16"},0]
[110,"高耗能企业2组",3203080332638,"宜兴市美盛微电子科技有限公司","开发区","交流10kV",815,815,{"v":81.5,"d":"82"},{"v":371.9692,"d":"372"},{"v":367.9385,"d":"368"},{"v":225.8,"d":"226"},{"v":290.4692,"d":"290"},{"v":286.4385,"d":"286"},{"v":144.3,"d":"144"}]
[111,"高耗能企业2组",3203080616076,"宜兴市华剑建材有限公司","开发区","交流10kV",250,250,25,{"v":67.4462,"d":"67"},{"v":62.2168,"d":"62"},{"v":6.8472,"d":"7"},{"v":42.4462,"d":"42"},{"v":37.2168,"d":"37"},0]
[112,"高耗能企业2组",3203084248496,"宜兴小野田混凝土有限公司","开发区","交流10kV",1600,1600,160,{"v":196.7188,"d":"197"},{"v":233.5969,"d":"234"},{"v":47.9438,"d":"48"},{"v":36.7188,"d":"37"},{"v":73.5969,"d":"74"},0]
[113,"高耗能企业2组",3201110019216,"宜兴市耀辉科技有限公司","开发区","交流10kV",2000,2000,200,{"v":260.1065,"d":"260"},{"v":1219.8421,"d":"1220"},{"v":252.5098,"d":"253"},{"v":60.1065,"d":"60"},{"v":1019.8421,"d":"1020"},{"v":52.5098,"d":"53"}]
[114,"高耗能企业2组",3201110019930,"宜兴市欧蒙化学有限公司","开发区","交流10kV",250,250,25,{"v":29.9998,"d":"30"},{"v":32.3903,"d":"32"},{"v":1.0939,"d":"1"},{"v":4.9998,"d":"5"},{"v":7.3903,"d":"7"},0]
[115,"高耗能企业2组",3201110731532,"无锡市陶栖化工有限公司","开发区","交流10kV",250,250,25,{"v":91.0063,"d":"91"},{"v":75.4438,"d":"75"},{"v":29.2477,"d":"29"},{"v":66.0063,"d":"66"},{"v":50.4438,"d":"50"},{"v":4.2477,"d":"4"}]
[116,"高耗能企业2组",3201112711735,"宜兴市创新精细化工有限公司","开发区","交流10kV",1430,1430,143,{"v":68.3484,"d":"68"},{"v":64.9661,"d":"65"},{"v":39.3593,"d":"39"},0,0,0]
[117,"高耗能企业2组",3201113495162,"宜兴市江山生物科技有限公司","开发区","交流10kV",250,250,25,{"v":27.6438,"d":"28"},{"v":27.1649,"d":"27"},{"v":3.4344,"d":"3"},{"v":2.6438,"d":"3"},{"v":2.1649,"d":"2"},0]
[118,"高耗能企业2组",3201113499610,"宜兴市星光宝亿化工有限公司","开发区","交流10kV",400,400,40,{"v":164.6563,"d":"165"},{"v":155.1984,"d":"155"},{"v":74.4714,"d":"74"},{"v":124.6563,"d":"125"},{"v":115.1984,"d":"115"},{"v":34.4714,"d":"34"}]
[119,"高耗能企业2组",3201700106248,"江苏国立化工科技有限公司","开发区","交流20kV",1880,1250,125,{"v":616.1922,"d":"616"},{"v":555.0708,"d":"555"},{"v":201.1698,"d":"201"},{"v":491.1922,"d":"491"},{"v":430.0708,"d":"430"},{"v":76.1698,"d":"76"}]
[120,"高耗能企业2组",3201700106254,"江苏恒顺防水材料有限公司","开发区","交流10kV",400,400,40,{"v":14.7547,"d":"15"},{"v":13.7869,"d":"14"},{"v":9.1276,"d":"9"},0,0,0]
[121,"高耗能企业2组",3201700109963,"江苏生花农药有限公司","开发区","交流10kV",400,0,0,0,0,0,0,0,0]
[122,"高耗能企业2组",3201700118084,"宜兴彩晟实业有限公司","开发区","交流10kV",1600,1600,160,{"v":853.9226,"d":"854"},{"v":798.9774,"d":"799"},{"v":674.5354,"d":"675"},{"v":693.9226,"d":"694"},{"v":638.9774,"d":"639"},{"v":514.5354,"d":"515"}]
[123,"高耗能企业2组",3201700120552,"江苏雷蒙新材料有限公司","开发区","交流10kV",1750,1750,175,{"v":896.5156,"d":"897"},{"v":879.8571,"d":"880"},{"v":818.1719,"d":"818"},{"v":721.5156,"d":"722"},{"v":704.8571,"d":"705"},{"v":643.1719,"d":"643"}]
[124,"高耗能企业2组",3201700122594,"江苏鑫源生化科技发展有限公司","开发区","交流10kV",800,800,80,{"v":225.92,"d":"226"},{"v":182.9508,"d":"183"},{"v":102.6785,"d":"103"},{"v":145.92,"d":"146"},{"v":102.9508,"d":"103"},{"v":22.6785,"d":"23"}]
[125,"高耗能企业2组",3201700122963,"宜兴市龙兴科技有限公司","开发区","交流10kV",1250,1250,125,{"v":3.7848,"d":"4"},{"v":3.3563,"d":"3"},{"v":3.3955,"d":"3"},0,0,0]
[126,"高耗能企业2组",3201700122966,"宜兴市兴宁化工科技有限公司","开发区","交流10kV",200,200,20,{"v":2.8284,"d":"3"},{"v":1.9926,"d":"2"},{"v":1.0622,"d":"1"},0,0,0]
[127,"高耗能企业2组",3201700124315,"江苏雷蒙新材料有限公司","开发区","交流10kV",630,630,63,{"v":112.971,"d":"113"},{"v":99.9385,"d":"100"},{"v":87.8984,"d":"88"},{"v":49.971,"d":"50"},{"v":36.9385,"d":"37"},{"v":24.8984,"d":"25"}]
[128,"高耗能企业2组",3201700124364,"宜兴市联阳化工厂","开发区","交流10kV",250,250,25,{"v":2.21,"d":"2"},{"v":2.14,"d":"2"},{"v":0.4683,"d":"0"},0,0,0]
[129,"高耗能企业2组",3201700140107,"宜兴市古王科技有限公司","开发区","交流10kV",1030,1030,103,{"v":257.1767,"d":"257"},{"v":306.7952,"d":"307"},{"v":186.48,"d":"186"},{"v":154.1767,"d":"154"},{"v":203.7952,"d":"204"},{"v":83.48,"d":"83"}]
[130,"高耗能企业2组",3201700143779,"江苏永舟科技有限公司","开发区","交流10kV",630,630,63,{"v":127.4363,"d":"127"},{"v":123.9006,"d":"124"},{"v":11.8898,"d":"12"},{"v":64.4363,"d":"64"},{"v":60.9006,"d":"61"},0]
[131,"高耗能企业2组",3201700146124,"江苏冠洋精细化工有限公司","开发区","交流10kV",500,500,50,{"v":6.5115,"d":"7"},{"v":5.4656,"d":"5"},{"v":1.6072,"d":"2"},0,0,0]
[132,"高耗能企业2组",3203082025477,"宜兴市澳科物资有限公司","开发区","交流10kV",400,400,40,{"v":189.1734,"d":"189"},{"v":168.8571,"d":"169"},{"v":7.1802,"d":"7"},{"v":149.1734,"d":"149"},{"v":128.8571,"d":"129"},0]
[133,"高耗能企业2组",3201110167566,"宜兴市宏丰冶金耐火建筑保温辅助材料厂","环科园","交流10kV",500,500,50,{"v":2.3575,"d":"2"},{"v":1.5871,"d":"2"},{"v":1.4402,"d":"1"},0,0,0]
[134,"高耗能企业2组",3201110499030,"宜兴市晶盛建材厂","环科园","交流10kV",800,800,80,0,0,0,0,0,0]
[135,"高耗能企业2组",3201111176544,"无锡市兴达节能耐火材料有限公司","环科园","交流10kV",400,400,40,{"v":0.7808,"d":"1"},{"v":0.7289,"d":"1"},{"v":0.3642,"d":"0"},0,0,0]
[136,"高耗能企业2组",3201112134354,"宜兴市汉成玻璃钢有限公司","环科园","交流10kV",400,400,40,{"v":86.5156,"d":"87"},{"v":104.3031,"d":"104"},{"v":66.0908,"d":"66"},{"v":46.5156,"d":"47"},{"v":64.3031,"d":"64"},{"v":26.0908,"d":"26"}]
[137,"高耗能企业2组",3201112929707,"江苏中正陶瓷科技有限公司","环科园","交流10kV",250,250,25,0,0,0,0,0,0]
[138,"高耗能企业2组",3201113176133,"江苏龙诚玻璃钢有限公司","环科园","交流10kV",500,500,50,{"v":2.1184,"d":"2"},{"v":1.7188,"d":"2"},{"v":0.8385,"d":"1"},0,0,0]
[139,"高耗能企业2组",3201113231329,"宜兴市凯达耐火材料有限公司","环科园","交流10kV",250,250,25,{"v":30.8519,"d":"31"},{"v":18.1319,"d":"18"},{"v":5.8124,"d":"6"},{"v":5.8519,"d":"6"},0,0]
[140,"高耗能企业2组",3201113525081,"宜兴市新街新型墙体材料有限公司","环科园","交流10kV",250,250,25,{"v":18.9188,"d":"19"},{"v":16.8962,"d":"17"},{"v":0.7126,"d":"1"},0,0,0]
[141,"高耗能企业2组",3201113740147,"宜兴市伟能碳酸钙有限公司","环科园","交流10kV",400,400,40,{"v":2.5077,"d":"3"},{"v":51.6243,"d":"52"},{"v":7.526,"d":"8"},0,{"v":11.6243,"d":"12"},0]
[142,"高耗能企业2组",3201114643638,"宜兴市华宇耐火电瓷厂","环科园","交流10kV",250,250,25,{"v":7.7588,"d":"8"},{"v":7.4865,"d":"7"},{"v":13.2834,"d":"13"},0,0,0]
[143,"高耗能企业2组",3201700106857,"宜兴市方正节能砖有限公司","环科园","交流10kV",250,250,25,{"v":55.9586,"d":"56"},{"v":48.4848,"d":"48"},{"v":10.4032,"d":"10"},{"v":30.9586,"d":"31"},{"v":23.4848,"d":"23"},0]
[144,"高耗能企业2组",3201700112078,"宜兴市创佳墙体材料有限公司","环科园","交流10kV",160,160,16,{"v":18.4297,"d":"18"},{"v":16.0443,"d":"16"},{"v":2.5942,"d":"3"},{"v":2.4297,"d":"2"},{"v":0.0442999999999998,"d":"0"},0]
[145,"高耗能企业2组",3201700138175,"宜兴市利嘉建筑保温工程有限公司","环科园","交流10kV",250,250,25,{"v":84.6292,"d":"85"},{"v":76.5415,"d":"77"},{"v":20.7227,"d":"21"},{"v":59.6292,"d":"60"},{"v":51.5415,"d":"52"},0]
[146,"高耗能企业2组",3201700138330,"宜兴市瑞建窑炉材料有限公司","环科园","交流10kV",2860,1260,126,{"v":44.8323,"d":"45"},{"v":36.9841,"d":"37"},{"v":21.775,"d":"22"},0,0,0]
[147,"高耗能企业2组",3203003745460,"宜兴市凯达耐火材料工程有限公司","环科园","交流10kV",315,315,{"v":31.5,"d":"32"},{"v":52.6662,"d":"53"},{"v":51.621,"d":"52"},{"v":14.3644,"d":"14"},{"v":21.1662,"d":"21"},{"v":20.121,"d":"20"},0]
[148,"高耗能企业2组",3201110375519,"宜兴市兴南复合材料有限公司","环科园","交流10kV",250,250,25,{"v":18.7107,"d":"19"},{"v":15.4326,"d":"15"},{"v":5.9486,"d":"6"},0,0,0]
[149,"高耗能企业2组",3201111619544,"无锡市古森漆业有限公司","环科园","交流10kV",250,250,25,{"v":2.6777,"d":"3"},{"v":2.4174,"d":"2"},{"v":1.39,"d":"1"},0,0,0]
[150,"高耗能企业2组",3201111695737,"宜兴市诚宇电工材料有限公司","环科园","交流10kV",80,80,8,{"v":6.1581,"d":"6"},{"v":4.3017,"d":"4"},{"v":0.3791,"d":"0"},0,0,0]
[151,"高耗能企业2组",3201700105937,"江苏宏盛化学有限公司","环科园","交流10kV",500,0,0,0,0,0,0,0,0]
[152,"高耗能企业2组",3201700105958,"江苏华信漆业有限公司","环科园","交流10kV",250,250,25,{"v":8.9398,"d":"9"},{"v":7.2343,"d":"7"},{"v":3.7107,"d":"4"},0,0,0]
[153,"高耗能企业2组",3201700106845,"江苏科创石化有限公司","环科园","交流10kV",815,815,{"v":81.5,"d":"82"},{"v":130.4723,"d":"130"},{"v":130.3585,"d":"130"},{"v":102.329,"d":"102"},{"v":48.9723,"d":"49"},{"v":48.8585,"d":"49"},{"v":20.829,"d":"21"}]
[154,"高耗能企业2组",3201700106848,"宜兴市兴合树脂有限公司","环科园","交流10kV",400,400,40,{"v":6.2597,"d":"6"},{"v":5.1943,"d":"5"},{"v":1.4561,"d":"1"},0,0,0]
[155,"高耗能企业2组",3201700106866,"江苏柯达士环保化工有限公司","环科园","交流10kV",250,250,25,{"v":9.0188,"d":"9"},{"v":8.0491,"d":"8"},{"v":4.5263,"d":"5"},0,0,0]
[156,"高耗能企业2组",3201700112483,"江苏灿维化工有限公司","环科园","交流10kV",80,80,8,{"v":0.1646,"d":"0"},{"v":0.1168,"d":"0"},{"v":0.0206,"d":"0"},0,0,0]
[157,"高耗能企业2组",3201700115417,"宜兴市驰达新材料有限公司","环科园","交流10kV",315,315,{"v":31.5,"d":"32"},{"v":6.7312,"d":"7"},{"v":16.42,"d":"16"},{"v":42.3285,"d":"42"},0,0,{"v":10.8285,"d":"11"}]
[158,"高耗能企业2组",3201700136122,"宜兴市祥业化工有限公司","环科园","交流10kV",250,250,25,{"v":138.3672,"d":"138"},{"v":111.3971,"d":"111"},0,{"v":113.3672,"d":"113"},{"v":86.3971,"d":"86"},0]
[159,"高耗能企业2组",3203001345719,"江苏宜兴环保科技工业园发展集团有限公司","环科园","交流10kV",2400,0,0,0,0,0,0,0,0]
[160,"高耗能企业2组",3203080165013,"宜兴市天乐建材有限公司","环科园","交流10kV",1250,0,0,0,0,0,0,0,0]
[161,"高耗能企业2组",3201114660543,"无锡市昊言盛化工贸易有限公司","环科园","交流10kV",250,0,0,0,0,0,0,0,0]
[162,"高耗能企业2组",3203073240520,"江苏金合特种合金材料有限公司","环科园","交流10kV",4150,4150,415,{"v":194.0156,"d":"194"},{"v":407.4277,"d":"407"},{"v":67.3785,"d":"67"},0,0,0]
[163,"高耗能企业2组",3203080662151,"宜兴吉海物联网科技有限公司","环科园","交流10kV",1750,1750,175,{"v":5.8178,"d":"6"},{"v":8.6123,"d":"9"},{"v":2.3573,"d":"2"},0,0,0]
[164,"高耗能企业2组",3201110466493,"宜兴市伟业玻纤材料有限公司","和桥","交流10kV",250,250,25,0,0,0,0,0,0]
[165,"高耗能企业2组",3201110492242,"宜兴市通赢耐火材料有限公司","和桥","交流10kV",250,250,25,{"v":33.6958,"d":"34"},{"v":18.7597,"d":"19"},{"v":0.7768,"d":"1"},{"v":8.6958,"d":"9"},0,0]
[166,"高耗能企业2组",3201111219134,"无锡嘉盛商远建筑科技有限公司","和桥","交流10kV",500,500,50,{"v":129.35,"d":"129"},{"v":115.86,"d":"116"},{"v":70.7656,"d":"71"},{"v":79.35,"d":"79"},{"v":65.86,"d":"66"},{"v":20.7656,"d":"21"}]
[167,"高耗能企业2组",3201112711633,"宜兴市和高高温耐火材料有限公司","和桥","交流10kV",250,250,25,{"v":24.9487,"d":"25"},{"v":27.54,"d":"28"},{"v":22.5852,"d":"23"},0,{"v":2.54,"d":"3"},0]
[168,"高耗能企业2组",3201112928833,"宜兴市兴达特种耐火材料有限公司","和桥","交流10kV",250,250,25,{"v":49.2351,"d":"49"},{"v":46.0075,"d":"46"},{"v":12.0512,"d":"12"},{"v":24.2351,"d":"24"},{"v":21.0075,"d":"21"},0]
[169,"高耗能企业2组",3201112964934,"宜兴市太平洋集装箱配件有限公司","和桥","交流10kV",4000,4000,400,{"v":976.2615,"d":"976"},{"v":2276.75,"d":"2277"},{"v":531.5692,"d":"532"},{"v":576.2615,"d":"576"},{"v":1876.75,"d":"1877"},{"v":131.5692,"d":"132"}]
[170,"高耗能企业2组",3201113241901,"宜兴市爱博纤维制品有限公司","和桥","交流10kV",250,250,25,{"v":48.8535,"d":"49"},{"v":48.975,"d":"49"},{"v":18.4297,"d":"18"},{"v":23.8535,"d":"24"},{"v":23.975,"d":"24"},0]
[171,"高耗能企业2组",3201113498780,"宜兴市振华电子陶瓷有限公司","和桥","交流10kV",250,250,25,{"v":97.1207,"d":"97"},{"v":78.1758,"d":"78"},{"v":63.9674,"d":"64"},{"v":72.1207,"d":"72"},{"v":53.1758,"d":"53"},{"v":38.9674,"d":"39"}]
[172,"高耗能企业2组",3201113781035,"圣戈班西普磨介（邯郸）有限公司宜兴分公司","和桥","交流10kV",1250,1250,125,{"v":164.4523,"d":"164"},{"v":152.4538,"d":"152"},{"v":409.7231,"d":"410"},{"v":39.4523,"d":"39"},{"v":27.4538,"d":"27"},{"v":284.7231,"d":"285"}]
[173,"高耗能企业2组",3201114024358,"宜兴市同平新型墙体建筑材料厂","和桥","交流10kV",250,250,25,{"v":24.3677,"d":"24"},{"v":27.5172,"d":"28"},{"v":1.2872,"d":"1"},0,{"v":2.5172,"d":"3"},0]
[174,"高耗能企业2组",3201114282144,"宜兴市高科光学元件有限公司","和桥","交流10kV",315,315,{"v":31.5,"d":"32"},{"v":130.0625,"d":"130"},{"v":129.6281,"d":"130"},{"v":16.5365,"d":"17"},{"v":98.5625,"d":"99"},{"v":98.1281,"d":"98"},0]
[175,"高耗能企业2组",3201114627230,"江苏迪凯环保材料科技有限公司","和桥","交流10kV",2000,2000,200,{"v":125.8625,"d":"126"},{"v":186.3333,"d":"186"},{"v":655.9369,"d":"656"},0,0,{"v":455.9369,"d":"456"}]
[176,"高耗能企业2组",3201114827801,"宜兴市晶阳耐火材料有限公司","和桥","交流10kV",250,250,25,{"v":72.9584,"d":"73"},{"v":69.7731,"d":"70"},{"v":49.568,"d":"50"},{"v":47.9584,"d":"48"},{"v":44.7731,"d":"45"},{"v":24.568,"d":"25"}]
[177,"高耗能企业2组",3201700110598,"宜兴市新凯耐火材料有限公司","和桥","交流10kV",250,250,25,{"v":110.0016,"d":"110"},{"v":96.2062,"d":"96"},{"v":61.2875,"d":"61"},{"v":85.0016,"d":"85"},{"v":71.2062,"d":"71"},{"v":36.2875,"d":"36"}]
[178,"高耗能企业2组",3201700110729,"宜兴市和桥轻质保温建材厂","和桥","交流10kV",315,315,{"v":31.5,"d":"32"},{"v":35.9038,"d":"36"},{"v":30.7858,"d":"31"},{"v":7.6682,"d":"8"},{"v":4.4038,"d":"4"},0,0]
[179,"高耗能企业2组",3201700110794,"无锡市银杏塑业科技有限公司","和桥","交流10kV",250,250,25,{"v":59.9956,"d":"60"},{"v":63.4998,"d":"63"},{"v":48.3018,"d":"48"},{"v":34.9956,"d":"35"},{"v":38.4998,"d":"38"},{"v":23.3018,"d":"23"}]
[180,"高耗能企业2组",3201700110834,"无锡兴和电子陶瓷有限公司","和桥","交流10kV",800,800,80,{"v":163.0898,"d":"163"},{"v":150.295,"d":"150"},{"v":89.1145,"d":"89"},{"v":83.0898,"d":"83"},{"v":70.295,"d":"70"},{"v":9.11450000000001,"d":"9"}]
[181,"高耗能企业2组",3201700116333,"宜兴市和桥镇炬虹五金机电经营部","和桥","交流10kV",500,500,50,{"v":249.0313,"d":"249"},{"v":250.2462,"d":"250"},{"v":246.6154,"d":"247"},{"v":199.0313,"d":"199"},{"v":200.2462,"d":"200"},{"v":196.6154,"d":"197"}]
[182,"高耗能企业2组",3201700117020,"宜兴市和桥新型墙体材料生产基地","和桥","交流10kV",1250,1250,125,{"v":49.4938,"d":"49"},{"v":41.1485,"d":"41"},{"v":65.8908,"d":"66"},0,0,0]
[183,"高耗能企业2组",3201700136694,"宜兴市鑫晶阳水煤浆有限公司","和桥","交流10kV",400,400,40,{"v":112.0954,"d":"112"},{"v":92.5095,"d":"93"},{"v":10.1085,"d":"10"},{"v":72.0954,"d":"72"},{"v":52.5095,"d":"53"},0]
[184,"高耗能企业2组",3201112664136,"宜兴市丰泽化工有限公司","和桥","交流10kV",160,160,16,{"v":2.981,"d":"3"},{"v":2.2581,"d":"2"},{"v":4.6405,"d":"5"},0,0,0]
[185,"高耗能企业2组",3201113394941,"宜兴市星洲复合材料有限公司","和桥","交流10kV",250,250,25,{"v":37.139,"d":"37"},{"v":33.7587,"d":"34"},{"v":3.4227,"d":"3"},{"v":12.139,"d":"12"},{"v":8.7587,"d":"9"},0]
[186,"高耗能企业2组",3201113673484,"宜兴市宜州化学制品有限公司","和桥","交流10kV",500,500,50,{"v":185.0574,"d":"185"},{"v":260.873,"d":"261"},{"v":150.1413,"d":"150"},{"v":135.0574,"d":"135"},{"v":210.873,"d":"211"},{"v":100.1413,"d":"100"}]
[187,"高耗能企业2组",3201113760645,"宜兴市太隔化剂有限公司","和桥","交流10kV",250,250,25,{"v":17.3405,"d":"17"},{"v":12.2872,"d":"12"},{"v":5.4723,"d":"5"},0,0,0]
[188,"高耗能企业2组",3201114205608,"宜兴市中和化工有限公司","和桥","交流10kV",250,250,25,{"v":5.2079,"d":"5"},{"v":4.5648,"d":"5"},{"v":1.5697,"d":"2"},0,0,0]
[189,"高耗能企业2组",3201700110696,"宜兴环球精细化工有限公司","和桥","交流10kV",160,160,16,{"v":11.7141,"d":"12"},{"v":12.3024,"d":"12"},{"v":2.7527,"d":"3"},0,0,0]
[190,"高耗能企业2组",3201700124433,"宜兴市顺安达塑业科技有限公司","和桥","交流10kV",315,250,25,{"v":4.2535,"d":"4"},{"v":3.47,"d":"3"},{"v":3.6695,"d":"4"},0,0,0]
[191,"高耗能企业2组",3201700127420,"宜兴市闸口海棠树脂有限公司","和桥","交流10kV",400,0,0,{"v":4.2277,"d":"4"},{"v":4.0971,"d":"4"},{"v":1.128,"d":"1"},{"v":4.2277,"d":"4"},{"v":4.0971,"d":"4"},{"v":1.128,"d":"1"}]
[192,"高耗能企业2组",3201700127642,"宜兴金兑化工有限公司","和桥","交流10kV",160,160,16,{"v":7.7241,"d":"8"},{"v":9.3054,"d":"9"},{"v":2.2775,"d":"2"},0,0,0]
[193,"高耗能企业2组",3203082597310,"江苏沪达科技有限公司","和桥","交流10kV",800,250,25,{"v":9.3625,"d":"9"},{"v":9.2645,"d":"9"},{"v":2.0406,"d":"2"},0,0,0]
[194,"高耗能企业2组",3203081861920,"无锡市飞诺暖通科技有限公司","和桥","交流10kV",250,250,25,{"v":19.0778,"d":"19"},{"v":19.2606,"d":"19"},{"v":4.0554,"d":"4"},0,0,0]
[195,"高耗能企业2组",3201700112040,"宜兴市弘腾金属科技有限公司","高塍","交流10kV",730,160,16,{"v":6.0308,"d":"6"},{"v":4.5862,"d":"5"},{"v":2.5492,"d":"3"},0,0,0]
[196,"高耗能企业2组",3201700112042,"宜兴市华泽耐火材料有限公司","高塍","交流10kV",100,100,10,{"v":8.9354,"d":"9"},{"v":8.6634,"d":"9"},{"v":2.4179,"d":"2"},0,0,0]
[197,"高耗能企业2组",3201700136700,"江苏复兴科技发展有限公司","高塍","交流10kV",200,200,20,{"v":39.1168,"d":"39"},{"v":31.5192,"d":"32"},{"v":8.2352,"d":"8"},{"v":19.1168,"d":"19"},{"v":11.5192,"d":"12"},0]
[198,"高耗能企业2组",3201700141137,"宜兴市兴国耐火材料有限公司","高塍","交流10kV",500,500,50,{"v":167.9698,"d":"168"},{"v":161.5951,"d":"162"},{"v":335.854,"d":"336"},{"v":117.9698,"d":"118"},{"v":111.5951,"d":"112"},{"v":285.854,"d":"286"}]
[199,"高耗能企业2组",3201113353367,"宜兴市东祥化工助剂有限公司","高塍","交流10kV",250,250,25,{"v":46.1488,"d":"46"},{"v":59.3533,"d":"59"},{"v":8.3393,"d":"8"},{"v":21.1488,"d":"21"},{"v":34.3533,"d":"34"},0]
[200,"高耗能企业2组",3201114673416,"宜兴市双辉化工有限公司","高塍","交流10kV",250,250,25,{"v":7.1131,"d":"7"},{"v":5.587,"d":"6"},{"v":1.1625,"d":"1"},0,0,0]
[201,"高耗能企业2组",3201700110452,"宜兴市兴华树脂有限公司","高塍","交流10kV",100,100,10,{"v":5.9435,"d":"6"},{"v":4.1529,"d":"4"},{"v":4.036,"d":"4"},0,0,0]
[202,"高耗能企业2组",3201700112926,"江苏金道生物科技有限公司","高塍","交流10kV",13230,9050,905,{"v":1893.5385,"d":"1894"},{"v":3644.8889,"d":"3645"},{"v":1999.1111,"d":"1999"},{"v":988.5385,"d":"989"},{"v":2739.8889,"d":"2740"},{"v":1094.1111,"d":"1094"}]
[203,"高耗能企业2组",3201700137985,"宜兴市富宏日化制品有限公司","高塍","交流10kV",315,315,{"v":31.5,"d":"32"},{"v":61.1516,"d":"61"},{"v":67.9754,"d":"68"},{"v":9.8227,"d":"10"},{"v":29.6516,"d":"30"},{"v":36.4754,"d":"36"},0]
[204,"高耗能企业2组",3201113293149,"宜兴市裕民炉料有限公司","芳桥","交流10kV",200,200,20,{"v":8.4959,"d":"8"},{"v":6.6434,"d":"7"},{"v":0.5163,"d":"1"},0,0,0]
[205,"高耗能企业2组",3201700110074,"宜兴市耐火材料有限公司","芳桥","交流10kV",2680,2050,205,{"v":730.2698,"d":"730"},{"v":569.5692,"d":"570"},{"v":524.7524,"d":"525"},{"v":525.2698,"d":"525"},{"v":364.5692,"d":"365"},{"v":319.7524,"d":"320"}]
[206,"高耗能企业2组",3201700110178,"宜兴市于氏特种玻璃有限公司","芳桥","交流10kV",250,250,25,{"v":69.3015,"d":"69"},{"v":68.6677,"d":"69"},{"v":34.3969,"d":"34"},{"v":44.3015,"d":"44"},{"v":43.6677,"d":"44"},{"v":9.3969,"d":"9"}]
[207,"高耗能企业2组",3201700123143,"宜兴林锋淤泥综合利用科技有限公司","芳桥","交流10kV",315,315,{"v":31.5,"d":"32"},{"v":44.5748,"d":"45"},{"v":23.1518,"d":"23"},{"v":13.3423,"d":"13"},{"v":13.0748,"d":"13"},0,0]
[208,"高耗能企业2组",3201700124546,"宜兴林锋淤泥综合利用科技有限公司","芳桥","交流10kV",3600,3600,360,{"v":598.7656,"d":"599"},{"v":1163.8361,"d":"1164"},{"v":797.9231,"d":"798"},{"v":238.7656,"d":"239"},{"v":803.8361,"d":"804"},{"v":437.9231,"d":"438"}]
[209,"高耗能企业2组",3201700136631,"宜兴市于氏特种玻璃有限公司","芳桥","交流10kV",1250,1250,125,{"v":234.7108,"d":"235"},{"v":232.2229,"d":"232"},{"v":84.1692,"d":"84"},{"v":109.7108,"d":"110"},{"v":107.2229,"d":"107"},0]
[210,"高耗能企业2组",3203080741328,"筑元门业制造江苏有限公司","芳桥","交流10kV",250,250,25,{"v":39.9103,"d":"40"},{"v":25.7715,"d":"26"},{"v":6.1762,"d":"6"},{"v":14.9103,"d":"15"},{"v":0.7715,"d":"1"},0]
[211,"高耗能企业2组",3201110664344,"宜兴市江亚化学有限公司","芳桥","交流10kV",80,80,8,{"v":6.0564,"d":"6"},{"v":3.5056,"d":"4"},{"v":1.1787,"d":"1"},0,0,0]
[212,"高耗能企业2组",3201113380777,"无锡市开来生物科技有限公司","芳桥","交流10kV",1630,630,63,{"v":85.7446,"d":"86"},{"v":75.1906,"d":"75"},{"v":17.829,"d":"18"},{"v":22.7446,"d":"23"},{"v":12.1906,"d":"12"},0]
[213,"高耗能企业2组",3201113387337,"丰烨医药（无锡）有限公司","芳桥","交流10kV",200,200,20,{"v":27.206,"d":"27"},{"v":29.3405,"d":"29"},{"v":14.1626,"d":"14"},{"v":7.206,"d":"7"},{"v":9.3405,"d":"9"},0]
[214,"高耗能企业2组",3201700110067,"无锡市绿田化工有限公司","芳桥","交流10kV",250,250,25,{"v":20.4264,"d":"20"},{"v":15.393,"d":"15"},{"v":6.9832,"d":"7"},0,0,0]
[215,"高耗能企业2组",3201700110075,"宜兴市申生催化剂有限公司","芳桥","交流10kV",1030,400,40,{"v":11.9976,"d":"12"},{"v":11.5489,"d":"12"},{"v":3.8758,"d":"4"},0,0,0]
[216,"高耗能企业2组",3201700124322,"虎皇新材料科技集团有限公司","芳桥","交流10kV",2260,630,63,{"v":49.2952,"d":"49"},{"v":52.07,"d":"52"},{"v":30.5361,"d":"31"},0,0,0]
[217,"高耗能企业2组",3203080827917,"宜兴市中邦机械有限公司","芳桥","交流10kV",250,250,25,{"v":11.255,"d":"11"},{"v":11.3575,"d":"11"},{"v":1.2167,"d":"1"},0,0,0]
[218,"高耗能企业2组",3203081566595,"宜兴市晟瑞辰机械设备有限公司","芳桥","交流10kV",1000,1000,100,{"v":2.843,"d":"3"},{"v":3.1079,"d":"3"},{"v":0.5262,"d":"1"},0,0,0]
[219,"高耗能企业2组",3201111063564,"宜兴市磊裕水泥制品有限公司","周铁","交流10kV",160,0,0,0,0,0,0,0,0]
[220,"高耗能企业2组",3201111644933,"无锡市精密钢管有限公司","周铁","交流10kV",1130,630,63,{"v":558.4769,"d":"558"},{"v":582.2769,"d":"582"},{"v":358.9077,"d":"359"},{"v":495.4769,"d":"495"},{"v":519.2769,"d":"519"},{"v":295.9077,"d":"296"}]
[221,"高耗能企业2组",3201113762230,"宜兴市西艾思玻璃制品有限公司","周铁","交流10kV",6690,250,25,{"v":11.25,"d":"11"},{"v":4.3548,"d":"4"},{"v":2.3077,"d":"2"},0,0,0]
[222,"高耗能企业2组",3201700110575,"宜兴市太湖稀有金属材料有限公司","周铁","交流10kV",250,250,25,{"v":47.9659,"d":"48"},{"v":43.2886,"d":"43"},{"v":46.4984,"d":"46"},{"v":22.9659,"d":"23"},{"v":18.2886,"d":"18"},{"v":21.4984,"d":"21"}]
[223,"高耗能企业2组",3201700140046,"无锡市弘业新型建材有限公司","周铁","交流10kV",3630,3630,363,{"v":145.9462,"d":"146"},{"v":141.1308,"d":"141"},{"v":49.4077,"d":"49"},0,0,0]
[224,"高耗能企业2组",3201700144547,"江苏朗科建材科技有限公司","周铁","交流10kV",250,250,25,{"v":56.8752,"d":"57"},{"v":50.4569,"d":"50"},{"v":2.4925,"d":"2"},{"v":31.8752,"d":"32"},{"v":25.4569,"d":"25"},0]
[225,"高耗能企业2组",3203083002390,"江苏骏高科技有限公司","周铁","交流10kV",500,500,50,{"v":10.2046,"d":"10"},{"v":26.5472,"d":"27"},{"v":2.4405,"d":"2"},0,0,0]
[226,"高耗能企业2组",3201110670359,"宜兴市天源化工有限公司","周铁","交流10kV",250,250,25,{"v":13.4056,"d":"13"},{"v":8.858,"d":"9"},{"v":2.4449,"d":"2"},0,0,0]
[227,"高耗能企业2组",3201113814580,"无锡市久晟机械有限公司","周铁","交流10kV",250,250,25,{"v":82.7083,"d":"83"},{"v":68.4897,"d":"68"},{"v":8.4912,"d":"8"},{"v":57.7083,"d":"58"},{"v":43.4897,"d":"43"},0]
[228,"高耗能企业2组",3201700110036,"江苏金特耐科技有限公司","周铁","交流10kV",200,200,20,{"v":15.6875,"d":"16"},{"v":12.9773,"d":"13"},{"v":3.1053,"d":"3"},0,0,0]
[229,"高耗能企业2组",3201700110197,"江苏金玉材料有限公司","周铁","交流10kV",200,200,20,{"v":28.5603,"d":"29"},{"v":24.2977,"d":"24"},{"v":10.5922,"d":"11"},{"v":8.5603,"d":"9"},{"v":4.2977,"d":"4"},0]
[230,"高耗能企业2组",3201700110211,"江苏天音化工有限公司","周铁","交流10kV",315,315,{"v":31.5,"d":"32"},{"v":39.6893,"d":"40"},{"v":35.6745,"d":"36"},{"v":15.5104,"d":"16"},{"v":8.1893,"d":"8"},{"v":4.1745,"d":"4"},0]
[231,"高耗能企业2组",3201700110213,"江苏彤晟化学试剂有限公司","周铁","交流10kV",250,250,25,{"v":14.148,"d":"14"},{"v":12.6906,"d":"13"},{"v":8.3891,"d":"8"},0,0,0]
[232,"高耗能企业2组",3201700110217,"江苏瑞佳食品添加剂有限公司","周铁","交流10kV",800,800,80,{"v":37.5738,"d":"38"},{"v":42.1065,"d":"42"},{"v":16.0123,"d":"16"},0,0,0]
[233,"高耗能企业2组",3201700110225,"江苏天音化工有限公司","周铁","交流10kV",1315,315,{"v":31.5,"d":"32"},{"v":2.9538,"d":"3"},{"v":1.875,"d":"2"},{"v":0.9231,"d":"1"},0,0,0]
[234,"高耗能企业2组",3201700110520,"宜兴利达化学有限公司","周铁","交流10kV",500,0,0,0,0,0,0,0,0]
[235,"高耗能企业2组",3201700110578,"宜兴市富瑞兴化工设备有限公司","周铁","交流10kV",100,100,10,{"v":10.2267,"d":"10"},{"v":4.4113,"d":"4"},{"v":1.1923,"d":"1"},{"v":0.226699999999999,"d":"0"},0,0]
[236,"高耗能企业2组",3201700112299,"宜兴市万达富工业设备有限公司","周铁","交流10kV",250,250,25,{"v":12.4662,"d":"12"},{"v":9.0023,"d":"9"},{"v":1.2033,"d":"1"},0,0,0]
[237,"高耗能企业2组",3201700127595,"江苏中信国安新材料有限公司","周铁","交流10kV",2890,1000,100,{"v":73.2931,"d":"73"},{"v":58.5172,"d":"59"},{"v":49.4207,"d":"49"},0,0,0]
[238,"高耗能企业2组",3201700145592,"宜兴市江山生物科技有限公司","周铁","交流10kV",1880,1250,125,{"v":570.3968,"d":"570"},{"v":537.2581,"d":"537"},{"v":493.5738,"d":"494"},{"v":445.3968,"d":"445"},{"v":412.2581,"d":"412"},{"v":368.5738,"d":"369"}]
[239,"高耗能企业2组",3203075553937,"无锡讴格智控流体科技有限公司","周铁","交流10kV",500,0,0,0,0,0,0,0,0]
[240,"高耗能企业2组",3203079191836,"江苏华铖宝亿机械有限公司","周铁","交流10kV",3250,0,0,0,0,0,0,0,0]
[241,"高耗能企业2组",3201110021419,"江苏精诚山钙业有限公司","张渚","交流10kV",400,400,40,{"v":101.4545,"d":"101"},{"v":93.1582,"d":"93"},{"v":9.1558,"d":"9"},{"v":61.4545,"d":"61"},{"v":53.1582,"d":"53"},0]
[242,"高耗能企业2组",3201110057587,"江苏精诚山钙业有限公司","张渚","交流10kV",400,400,40,{"v":0.0512,"d":"0"},{"v":0.0358,"d":"0"},{"v":0.0342,"d":"0"},0,0,0]
[243,"高耗能企业2组",3201110057804,"江苏精诚山钙业有限公司","张渚","交流10kV",400,400,40,{"v":90.8354,"d":"91"},{"v":107.6906,"d":"108"},{"v":25.8208,"d":"26"},{"v":50.8354,"d":"51"},{"v":67.6906,"d":"68"},0]
[244,"高耗能企业2组",3201110057835,"江苏精诚山钙业有限公司","张渚","交流10kV",400,400,40,{"v":87.415,"d":"87"},{"v":86.0872,"d":"86"},{"v":1.7211,"d":"2"},{"v":47.415,"d":"47"},{"v":46.0872,"d":"46"},0]
[245,"高耗能企业2组",3201110142888,"宜兴市茗岭红岭建筑陶瓷厂","张渚","交流10kV",250,250,25,{"v":7.4582,"d":"7"},{"v":6.4957,"d":"6"},{"v":0.148,"d":"0"},0,0,0]
[246,"高耗能企业2组",3201110349214,"江苏精诚山钙业有限公司","张渚","交流10kV",400,400,40,{"v":12.747,"d":"13"},{"v":11.4475,"d":"11"},{"v":1.9171,"d":"2"},0,0,0]
[247,"高耗能企业2组",3201110410585,"宜兴市张渚镇华澳大理石厂","张渚","交流10kV",100,100,10,{"v":27.1949,"d":"27"},{"v":28.2629,"d":"28"},{"v":0.8662,"d":"1"},{"v":17.1949,"d":"17"},{"v":18.2629,"d":"18"},0]
[248,"高耗能企业2组",3201110731845,"宜兴市通富建材有限公司","张渚","交流10kV",400,0,0,0,0,0,0,0,0]
[249,"高耗能企业2组",3201110735167,"江苏大鹏建材科技有限公司","张渚","交流10kV",630,630,63,{"v":55.0774,"d":"55"},{"v":43.5684,"d":"44"},{"v":40.4719,"d":"40"},0,0,0]
[250,"高耗能企业2组",3201110841035,"宜兴市环宇滑石粉厂","张渚","交流10kV",250,250,25,{"v":5.9844,"d":"6"},{"v":26.644,"d":"27"},{"v":134.2291,"d":"134"},0,{"v":1.644,"d":"2"},{"v":109.2291,"d":"109"}]
[251,"高耗能企业2组",3201111063577,"宜兴市张渚镇茶林大理石厂","张渚","交流10kV",250,250,25,0,0,0,0,0,0]
[252,"高耗能企业2组",3201111500234,"宜兴市邦迪建材有限公司","张渚","交流10kV",965,965,{"v":96.5,"d":"97"},{"v":109.9469,"d":"110"},{"v":123.9741,"d":"124"},{"v":20.5946,"d":"21"},{"v":13.4469,"d":"13"},{"v":27.4741,"d":"27"},0]
[253,"高耗能企业2组",3201111575133,"宜兴市茶前砂石有限公司","张渚","交流10kV",250,250,25,{"v":19.3212,"d":"19"},{"v":17.6928,"d":"18"},0,0,0,0]
[254,"高耗能企业2组",3201113484609,"宜兴海兴石业有限公司","张渚","交流10kV",250,250,25,{"v":61.8675,"d":"62"},{"v":68.0071,"d":"68"},{"v":1.7706,"d":"2"},{"v":36.8675,"d":"37"},{"v":43.0071,"d":"43"},0]
[255,"高耗能企业2组",3201113922465,"宜兴市张渚镇汉和石材工艺厂","张渚","交流10kV",250,250,25,{"v":57.5879,"d":"58"},{"v":51.4629,"d":"51"},{"v":4.7253,"d":"5"},{"v":32.5879,"d":"33"},{"v":26.4629,"d":"26"},0]
[256,"高耗能企业2组",3201113959414,"宜兴市通富建材有限公司","张渚","交流10kV",250,0,0,0,0,0,0,0,0]
[257,"高耗能企业2组",3201113985019,"宜兴市张渚镇恒天大理石厂","张渚","交流10kV",400,315,{"v":31.5,"d":"32"},{"v":136.7446,"d":"137"},{"v":178.9877,"d":"179"},{"v":39.4028,"d":"39"},{"v":105.2446,"d":"105"},{"v":147.4877,"d":"147"},{"v":7.9028,"d":"8"}]
[258,"高耗能企业2组",3201114036321,"宜兴市兴东南石材有限公司","张渚","交流10kV",500,500,50,{"v":90.6912,"d":"91"},{"v":86.6297,"d":"87"},{"v":35.3663,"d":"35"},{"v":40.6912,"d":"41"},{"v":36.6297,"d":"37"},0]
[259,"高耗能企业2组",3201114263256,"宜兴市锡达重质碳酸钙厂","张渚","交流10kV",250,250,25,{"v":3.3331,"d":"3"},{"v":4.022,"d":"4"},{"v":3.7278,"d":"4"},0,0,0]
[260,"高耗能企业2组",3201114398457,"宜兴市华虹混凝土有限公司","张渚","交流10kV",500,500,50,{"v":60.5031,"d":"61"},{"v":61.872,"d":"62"},{"v":211.7509,"d":"212"},{"v":10.5031,"d":"11"},{"v":11.872,"d":"12"},{"v":161.7509,"d":"162"}]
[261,"高耗能企业2组",3201114429968,"宜兴市恒隆石材厂","张渚","交流10kV",250,250,25,0,0,0,0,0,0]
[262,"高耗能企业2组",3201114432601,"宜兴市康辉碳酸钙有限公司","张渚","交流10kV",500,500,50,{"v":27.4382,"d":"27"},{"v":70.3705,"d":"70"},{"v":15.5091,"d":"16"},0,{"v":20.3705,"d":"20"},0]
[263,"高耗能企业2组",3201114437215,"宜兴市兴澄发建材有限公司","张渚","交流10kV",2250,2250,225,{"v":21.72,"d":"22"},{"v":13.8919,"d":"14"},{"v":22.4453,"d":"22"},0,0,0]
[264,"高耗能企业2组",3201114522321,"无锡强路新型墙体材料有限公司","张渚","交流10kV",500,500,50,{"v":52.8615,"d":"53"},{"v":153.5354,"d":"154"},{"v":45.4882,"d":"45"},{"v":2.8615,"d":"3"},{"v":103.5354,"d":"104"},0]
[265,"高耗能企业2组",3201114565700,"宜兴市祥群建材有限公司","张渚","交流10kV",250,250,25,{"v":3.4226,"d":"3"},{"v":9.3749,"d":"9"},{"v":0.6305,"d":"1"},0,0,0]
[266,"高耗能企业2组",3201114574399,"宜兴市五千年玉雕工艺厂","张渚","交流10kV",250,250,25,{"v":31.6165,"d":"32"},{"v":34.2025,"d":"34"},{"v":4.1331,"d":"4"},{"v":6.6165,"d":"7"},{"v":9.2025,"d":"9"},0]
[267,"高耗能企业2组",3201114627824,"宜兴市诚一新型建材厂","张渚","交流10kV",500,500,50,{"v":25.4868,"d":"25"},{"v":26.9217,"d":"27"},{"v":5.4643,"d":"5"},0,0,0]
[268,"高耗能企业2组",3201114754290,"宜兴市飞里矿粉厂","张渚","交流10kV",500,500,50,{"v":14.2941,"d":"14"},{"v":16.2371,"d":"16"},{"v":34.2341,"d":"34"},0,0,0]
[269,"高耗能企业2组",3201114820077,"宜兴市张渚镇梅芬建材经营部","张渚","交流10kV",500,0,0,0,0,0,0,0,0]
[270,"高耗能企业2组",3201114827463,"宜兴市梦皓建材有限公司","张渚","交流10kV",1600,1600,160,{"v":212.2892,"d":"212"},{"v":159.9415,"d":"160"},{"v":302.12,"d":"302"},{"v":52.2892,"d":"52"},0,{"v":142.12,"d":"142"}]
[271,"高耗能企业2组",3201114827799,"江苏康辉硅酸钙板有限公司","张渚","交流10kV",500,0,0,{"v":18.2029,"d":"18"},{"v":31.8861,"d":"32"},{"v":41.5173,"d":"42"},{"v":18.2029,"d":"18"},{"v":31.8861,"d":"32"},{"v":41.5173,"d":"42"}]
[272,"高耗能企业2组",3201700110660,"花岗石薄板厂","张渚","交流10kV",200,200,20,{"v":3.2423,"d":"3"},{"v":2.8412,"d":"3"},{"v":2.1797,"d":"2"},0,0,0]
[273,"高耗能企业2组",3201700110661,"鞋厂","张渚","交流10kV",100,100,10,0,0,0,0,0,0]
[274,"高耗能企业2组",3201700110663,"宜兴大理石厂","张渚","交流10kV",160,160,16,{"v":52.9829,"d":"53"},{"v":51.0554,"d":"51"},{"v":4.8775,"d":"5"},{"v":36.9829,"d":"37"},{"v":35.0554,"d":"35"},0]
[275,"高耗能企业2组",3201700110664,"花岗石装饰厂","张渚","交流10kV",200,200,20,{"v":95.8712,"d":"96"},{"v":101.9192,"d":"102"},{"v":8.3869,"d":"8"},{"v":75.8712,"d":"76"},{"v":81.9192,"d":"82"},0]
[276,"高耗能企业2组",3201700110667,"宜兴市张渚镇华裕石材厂","张渚","交流10kV",400,250,25,{"v":79.8981,"d":"80"},{"v":65.9387,"d":"66"},{"v":15.2003,"d":"15"},{"v":54.8981,"d":"55"},{"v":40.9387,"d":"41"},0]
[277,"高耗能企业2组",3201700110674,"宜兴市兴东南石材有限公司","张渚","交流10kV",400,400,40,{"v":73.7015,"d":"74"},{"v":65.3808,"d":"65"},{"v":7.5349,"d":"8"},{"v":33.7015,"d":"34"},{"v":25.3808,"d":"25"},0]
[278,"高耗能企业2组",3201700110679,"宜兴市张渚镇喜发大理石板材厂","张渚","交流10kV",250,250,25,{"v":1.7187,"d":"2"},{"v":28.9995,"d":"29"},{"v":5.422,"d":"5"},0,{"v":3.9995,"d":"4"},0]
[279,"高耗能企业2组",3201700110704,"宜兴市金潮铝业有限公司","张渚","交流10kV",250,250,25,{"v":0.0295,"d":"0"},{"v":0.0728,"d":"0"},{"v":5.6998,"d":"6"},0,0,0]
[280,"高耗能企业2组",3201700110709,"宜兴市张渚镇建磊板材厂","张渚","交流10kV",250,250,25,{"v":50.8514,"d":"51"},{"v":53.538,"d":"54"},{"v":3.772,"d":"4"},{"v":25.8514,"d":"26"},{"v":28.538,"d":"29"},0]
[281,"高耗能企业2组",3201700110778,"宜兴杰达家具有限公司","张渚","交流10kV",200,200,20,0,0,0,0,0,0]
[282,"高耗能企业2组",3201700110831,"宜兴市天峰建筑陶瓷厂","张渚","交流10kV",250,250,25,{"v":1.1349,"d":"1"},{"v":0.84,"d":"1"},{"v":0.8831,"d":"1"},0,0,0]
[283,"高耗能企业2组",3201700111051,"宜兴市张渚镇宏达大理石工艺厂","张渚","交流10kV",200,200,20,{"v":69.5587,"d":"70"},{"v":71.4539,"d":"71"},{"v":9.74,"d":"10"},{"v":49.5587,"d":"50"},{"v":51.4539,"d":"51"},0]
[284,"高耗能企业2组",3201700111057,"宜兴市嘉华石业有限公司","张渚","交流10kV",100,100,10,{"v":8.1226,"d":"8"},{"v":7.7072,"d":"8"},{"v":3.5518,"d":"4"},0,0,0]
[285,"高耗能企业2组",3201700111079,"华阳石材厂","张渚","交流10kV",100,0,0,0,0,0,0,0,0]
[286,"高耗能企业2组",3201700111080,"宜兴市张渚镇怡和大理石厂","张渚","交流10kV",315,315,{"v":31.5,"d":"32"},{"v":109.4155,"d":"109"},{"v":113.1082,"d":"113"},{"v":0.0759,"d":"0"},{"v":77.9155,"d":"78"},{"v":81.6082,"d":"82"},0]
[287,"高耗能企业2组",3201700111081,"宜兴市张渚镇高阳工艺石材厂","张渚","交流10kV",250,250,25,{"v":36.8363,"d":"37"},{"v":41.7062,"d":"42"},{"v":3.2158,"d":"3"},{"v":11.8363,"d":"12"},{"v":16.7062,"d":"17"},0]
[288,"高耗能企业2组",3201700111087,"宜兴市华宝石材厂","张渚","交流10kV",200,200,20,{"v":39.7255,"d":"40"},{"v":40.2765,"d":"40"},{"v":4.4494,"d":"4"},{"v":19.7255,"d":"20"},{"v":20.2765,"d":"20"},0]
[289,"高耗能企业2组",3201700111088,"宜兴市张渚镇东龙村村民委员会","张渚","交流10kV",80,80,8,{"v":12.331,"d":"12"},{"v":11.448,"d":"11"},{"v":2.6852,"d":"3"},{"v":4.331,"d":"4"},{"v":3.448,"d":"3"},0]
[290,"高耗能企业2组",3201700111090,"宜兴市东吴石业有限公司","张渚","交流10kV",315,315,{"v":31.5,"d":"32"},{"v":125.9778,"d":"126"},{"v":186.1563,"d":"186"},{"v":88.5292,"d":"89"},{"v":94.4778,"d":"94"},{"v":154.6563,"d":"155"},{"v":57.0292,"d":"57"}]
[291,"高耗能企业2组",3201700111094,"宜兴市张渚镇祥搏石材厂","张渚","交流10kV",400,400,40,{"v":216.7117,"d":"217"},{"v":231.0288,"d":"231"},{"v":8.1611,"d":"8"},{"v":176.7117,"d":"177"},{"v":191.0288,"d":"191"},0]
[292,"高耗能企业2组",3201700111096,"宜兴市东来石材有限公司","张渚","交流10kV",200,0,0,0,0,0,0,0,0]
[293,"高耗能企业2组",3201700111098,"宜兴市东吴石业有限公司","张渚","交流10kV",250,250,25,{"v":15.9685,"d":"16"},{"v":38.1465,"d":"38"},{"v":0.649,"d":"1"},0,{"v":13.1465,"d":"13"},0]
[294,"高耗能企业2组",3201700111221,"水龙茶场","张渚","交流10kV",160,160,16,0,0,0,0,0,0]
[295,"高耗能企业2组",3201700111236,"宜兴市张渚建筑材料有限公司","张渚","交流10kV",160,160,16,0,0,0,0,0,0]
[296,"高耗能企业2组",3201700111239,"宜兴市张渚镇嘉坤石材厂","张渚","交流10kV",250,250,25,0,0,0,0,0,0]
[297,"高耗能企业2组",3201700111251,"南二坨","张渚","交流10kV",200,200,20,{"v":69.3169,"d":"69"},{"v":59.3878,"d":"59"},{"v":1.6403,"d":"2"},{"v":49.3169,"d":"49"},{"v":39.3878,"d":"39"},0]
[298,"高耗能企业2组",3201700111271,"宜兴市张渚镇兴石石材厂","张渚","交流10kV",250,250,25,{"v":112.6246,"d":"113"},{"v":116.8332,"d":"117"},{"v":10.7349,"d":"11"},{"v":87.6246,"d":"88"},{"v":91.8332,"d":"92"},0]
[299,"高耗能企业2组",3201700111276,"宜兴市张渚镇升阳石材厂","张渚","交流10kV",160,160,16,{"v":101.3686,"d":"101"},{"v":92.6385,"d":"93"},{"v":4.1337,"d":"4"},{"v":85.3686,"d":"85"},{"v":76.6385,"d":"77"},0]
[300,"高耗能企业2组",3201700111278,"茶亭轧石机","张渚","交流10kV",200,200,20,{"v":121.2277,"d":"121"},{"v":121.2754,"d":"121"},{"v":6.7649,"d":"7"},{"v":101.2277,"d":"101"},{"v":101.2754,"d":"101"},0]
[301,"高耗能企业2组",3201700111279,"宜兴市张渚镇怡和大理石厂","张渚","交流10kV",160,160,16,{"v":0.1368,"d":"0"},{"v":0.1089,"d":"0"},{"v":0.1243,"d":"0"},0,0,0]
[302,"高耗能企业2组",3201700111280,"宜兴杰达石材有限公司","张渚","交流10kV",500,315,{"v":31.5,"d":"32"},{"v":111.221,"d":"111"},{"v":147.8928,"d":"148"},{"v":118.7131,"d":"119"},{"v":79.721,"d":"80"},{"v":116.3928,"d":"116"},{"v":87.2131,"d":"87"}]
[303,"高耗能企业2组",3201700111282,"宜兴市恒达石材有限公司","张渚","交流10kV",315,0,0,0,0,0,0,0,0]
[304,"高耗能企业2组",3201700111297,"宜兴市兴东南石材有限公司","张渚","交流10kV",315,315,{"v":31.5,"d":"32"},{"v":14.2594,"d":"14"},{"v":6.9164,"d":"7"},{"v":3.4753,"d":"3"},0,0,0]
[305,"高耗能企业2组",3201700111310,"宜兴市康顺节能材料科技有限公司","张渚","交流10kV",250,250,25,0,0,0,0,0,0]
[306,"高耗能企业2组",3201700111313,"宜兴市通富建材有限公司","张渚","交流10kV",100,0,0,0,0,0,0,0,0]
[307,"高耗能企业2组",3201700111320,"宜兴市沪宜矿粉厂","张渚","交流10kV",500,500,50,{"v":5.2243,"d":"5"},{"v":8.5322,"d":"9"},{"v":53.1683,"d":"53"},0,0,{"v":3.1683,"d":"3"}]
[308,"高耗能企业2组",3201700111343,"宜兴市蔚辰金属材料有限公司","张渚","交流10kV",315,315,{"v":31.5,"d":"32"},{"v":94.526,"d":"95"},{"v":110.8045,"d":"111"},{"v":79.951,"d":"80"},{"v":63.026,"d":"63"},{"v":79.3045,"d":"79"},{"v":48.451,"d":"48"}]
[309,"高耗能企业2组",3201700111351,"宜兴市开勃石业有限公司","张渚","交流10kV",400,400,40,{"v":49.7129,"d":"50"},{"v":141.6778,"d":"142"},{"v":5.1263,"d":"5"},{"v":9.7129,"d":"10"},{"v":101.6778,"d":"102"},0]
[310,"高耗能企业2组",3201700111357,"宜兴市南方石材厂","张渚","交流10kV",200,200,20,0,0,0,0,0,0]
[311,"高耗能企业2组",3201700111375,"宜兴市康辉碳酸钙有限公司","张渚","交流10kV",800,800,80,{"v":138.5172,"d":"139"},{"v":122.7404,"d":"123"},{"v":89.5929,"d":"90"},{"v":58.5172,"d":"59"},{"v":42.7404,"d":"43"},{"v":9.5929,"d":"10"}]
[312,"高耗能企业2组",3201700111384,"宜兴市康辉碳酸钙有限公司","张渚","交流10kV",500,500,50,{"v":5.4358,"d":"5"},{"v":42.0937,"d":"42"},{"v":10.7347,"d":"11"},0,0,0]
[313,"高耗能企业2组",3201700112106,"宜兴市量能陶瓷厂","张渚","交流10kV",315,250,25,{"v":105.56,"d":"106"},{"v":93.1597,"d":"93"},{"v":81.0446,"d":"81"},{"v":80.56,"d":"81"},{"v":68.1597,"d":"68"},{"v":56.0446,"d":"56"}]
[314,"高耗能企业2组",3201700112180,"宜兴市墅兴建材有限公司","张渚","交流10kV",315,0,0,0,0,0,0,0,0]
[315,"高耗能企业2组",3201700112412,"宜兴市南山建材化工有限公司","张渚","交流10kV",250,250,25,{"v":19.3035,"d":"19"},{"v":28.734,"d":"29"},{"v":28.5852,"d":"29"},0,{"v":3.734,"d":"4"},{"v":3.5852,"d":"4"}]
[316,"高耗能企业2组",3201700112492,"宜兴市富瑞迪建筑新材料有限公司","张渚","交流10kV",160,160,16,{"v":0.986,"d":"1"},{"v":1.1,"d":"1"},{"v":0.7382,"d":"1"},0,0,0]
[317,"高耗能企业2组",3201700112551,"宜兴市咖啡石材有限公司","张渚","交流10kV",315,315,{"v":31.5,"d":"32"},{"v":14.5222,"d":"15"},{"v":24.7758,"d":"25"},{"v":49.7317,"d":"50"},0,0,{"v":18.2317,"d":"18"}]
[318,"高耗能企业2组",3201700114484,"宜兴市张渚镇青龙石材厂","张渚","交流10kV",250,250,25,{"v":15.2237,"d":"15"},{"v":9.1574,"d":"9"},{"v":0.1547,"d":"0"},0,0,0]
[319,"高耗能企业2组",3201700116151,"宜兴兴运石材有限公司","张渚","交流10kV",250,250,25,{"v":52.024,"d":"52"},{"v":49.5496,"d":"50"},{"v":3.684,"d":"4"},{"v":27.024,"d":"27"},{"v":24.5496,"d":"25"},0]
[320,"高耗能企业2组",3201700118129,"宜兴市铭浩新型墙体材料有限公司","张渚","交流10kV",2250,2250,225,{"v":527.75,"d":"528"},{"v":921.7188,"d":"922"},{"v":897.4219,"d":"897"},{"v":302.75,"d":"303"},{"v":696.7188,"d":"697"},{"v":672.4219,"d":"672"}]
[321,"高耗能企业2组",3201700118200,"宜兴市创新建材厂","张渚","交流10kV",500,500,50,{"v":15.2389,"d":"15"},{"v":11.234,"d":"11"},{"v":4.1075,"d":"4"},0,0,0]
[322,"高耗能企业2组",3201700122899,"宜兴市张渚苏盛大理石厂","张渚","交流10kV",80,80,8,{"v":3.9304,"d":"4"},{"v":3.8412,"d":"4"},{"v":3.6605,"d":"4"},0,0,0]
[323,"高耗能企业2组",3201700124170,"宜兴市康逞精细建材厂","张渚","交流10kV",500,500,50,{"v":20.138,"d":"20"},{"v":69.0764,"d":"69"},{"v":11.343,"d":"11"},0,{"v":19.0764,"d":"19"},0]
[324,"高耗能企业2组",3201700126146,"宜兴美联常驰石业有限公司","张渚","交流10kV",1250,1250,125,{"v":271.1813,"d":"271"},{"v":188.6974,"d":"189"},{"v":79.8238,"d":"80"},{"v":146.1813,"d":"146"},{"v":63.6974,"d":"64"},0]
[325,"高耗能企业2组",3201700127963,"宜兴市张渚矿山建材厂","张渚","交流10kV",80,80,8,0,0,0,0,0,0]
[326,"高耗能企业2组",3201700128607,"宜兴市兴盛玻璃厂","张渚","交流10kV",250,0,0,0,0,0,0,0,0]
[327,"高耗能企业2组",3201700130564,"宜兴市张渚镇永恒石材厂","张渚","交流10kV",250,250,25,{"v":50.8683,"d":"51"},{"v":54.754,"d":"55"},{"v":4.6421,"d":"5"},{"v":25.8683,"d":"26"},{"v":29.754,"d":"30"},0]
[328,"高耗能企业2组",3201700134555,"宜兴市张渚镇兴宏大理石厂","张渚","交流10kV",80,80,8,{"v":24.7192,"d":"25"},{"v":22.5641,"d":"23"},{"v":0.0616,"d":"0"},{"v":16.7192,"d":"17"},{"v":14.5641,"d":"15"},0]
[329,"高耗能企业2组",3201700134972,"宜兴市张渚镇华益大理石厂","张渚","交流10kV",250,250,25,{"v":78.225,"d":"78"},{"v":68.2657,"d":"68"},{"v":2.4291,"d":"2"},{"v":53.225,"d":"53"},{"v":43.2657,"d":"43"},0]
[330,"高耗能企业2组",3201700144402,"宜兴市大理石矿","张渚","交流10kV",250,250,25,{"v":2.0225,"d":"2"},{"v":1.8084,"d":"2"},{"v":1.1516,"d":"1"},0,0,0]
[331,"高耗能企业2组",3201700149395,"宜兴市张渚兴朝机械厂","张渚","交流10kV",400,0,0,0,0,0,0,0,0]
[332,"高耗能企业2组",3201700149894,"宜兴市通富建材有限公司","张渚","交流10kV",8500,8000,800,{"v":132.7143,"d":"133"},{"v":526.7377,"d":"527"},{"v":1551.8448,"d":"1552"},0,0,{"v":751.8448,"d":"752"}]
[333,"高耗能企业2组",3203005169224,"无锡市欧易德机械有限公司","张渚","交流10kV",80,80,8,{"v":12.7835,"d":"13"},{"v":11.2175,"d":"11"},{"v":2.2929,"d":"2"},{"v":4.7835,"d":"5"},{"v":3.2175,"d":"3"},0]
[334,"高耗能企业2组",3203077136549,"吴翔","张渚","交流10kV",200,0,0,0,0,0,0,0,0]
[335,"高耗能企业2组",3203077811618,"宜兴市乔达纺织厂","张渚","交流10kV",250,250,25,{"v":2.5203,"d":"3"},{"v":4.298,"d":"4"},{"v":18.3556,"d":"18"},0,0,0]
[336,"高耗能企业2组",3203079764615,"宜兴市硕达新型材料科技有限公司","张渚","交流10kV",500,500,50,{"v":15.3375,"d":"15"},{"v":36.914,"d":"37"},{"v":143.5274,"d":"144"},0,0,{"v":93.5274,"d":"94"}]
[337,"高耗能企业2组",3203083856563,"宜兴市上干生物质燃料有限公司","张渚","交流10kV",200,200,20,{"v":5.9494,"d":"6"},{"v":6.5094,"d":"7"},{"v":6.6828,"d":"7"},0,0,0]
[338,"高耗能企业2组",3201110041118,"无锡欣迪润滑科技有限公司","张渚","交流10kV",160,160,16,{"v":3.4682,"d":"3"},{"v":3.1225,"d":"3"},{"v":0.691,"d":"1"},0,0,0]
[339,"高耗能企业2组",3201113668457,"江苏悦禧玫瑰科技有限公司","张渚","交流10kV",400,400,40,{"v":0.0702,"d":"0"},{"v":0.1125,"d":"0"},{"v":0.0837,"d":"0"},0,0,0]
[340,"高耗能企业2组",3201114068185,"无锡三人行化工有限公司","张渚","交流10kV",80,80,8,{"v":0.4796,"d":"0"},{"v":0.4957,"d":"0"},{"v":0.7168,"d":"1"},0,0,0]
[341,"高耗能企业2组",3201700142422,"宜兴市轩凯科技有限公司","张渚","交流10kV",250,250,25,{"v":7.3922,"d":"7"},{"v":7.5191,"d":"8"},0,0,0,0]
[342,"高耗能企业2组",3201700142595,"宜兴市华旺漆业有限公司","张渚","交流10kV",80,80,8,{"v":9.0708,"d":"9"},{"v":6.4584,"d":"6"},{"v":0.0198,"d":"0"},{"v":1.0708,"d":"1"},0,0]
[343,"高耗能企业2组",3203079854886,"宜兴鑫华铖科技有限公司","张渚","交流10kV",250,250,25,{"v":8.4307,"d":"8"},{"v":5.1107,"d":"5"},{"v":0.134,"d":"0"},0,0,0]
[344,"高耗能企业2组",3203000525604,"宜兴市神牛工业气体有限公司","张渚","交流10kV",250,250,25,{"v":13.7591,"d":"14"},{"v":8.7318,"d":"9"},{"v":2.727,"d":"3"},0,0,0]
[345,"高耗能企业2组",3203078957449,"无锡市博金睿再生资源回收有限公司","张渚","交流10kV",250,250,25,{"v":12.0245,"d":"12"},{"v":35.5774,"d":"36"},{"v":56.1673,"d":"56"},0,{"v":10.5774,"d":"11"},{"v":31.1673,"d":"31"}]
[346,"高耗能企业2组",3201110695464,"江苏君耀耐磨耐火材料有限公司","宜城","交流10kV",500,500,50,{"v":265.6862,"d":"266"},{"v":243.8,"d":"244"},{"v":167.9462,"d":"168"},{"v":215.6862,"d":"216"},{"v":193.8,"d":"194"},{"v":117.9462,"d":"118"}]
[347,"高耗能企业2组",3201111514337,"宜兴市诺科陶瓷有限公司","宜城","交流10kV",250,250,25,{"v":72.9,"d":"73"},{"v":72.3859,"d":"72"},{"v":56.7292,"d":"57"},{"v":47.9,"d":"48"},{"v":47.3859,"d":"47"},{"v":31.7292,"d":"32"}]
[348,"高耗能企业2组",3201112241733,"宜兴市申兴瓷件厂有限公司","宜城","交流10kV",250,250,25,{"v":66.8895,"d":"67"},{"v":60.7404,"d":"61"},{"v":12.4175,"d":"12"},{"v":41.8895,"d":"42"},{"v":35.7404,"d":"36"},0]
[349,"高耗能企业2组",3201700111535,"宜兴市南园园东工贸有限公司","宜城","交流10kV",200,200,20,{"v":0.9967,"d":"1"},{"v":1.3591,"d":"1"},{"v":1.0495,"d":"1"},0,0,0]
[350,"高耗能企业2组",3201700111536,"宜兴瑞泰耐火材料有限公司","宜城","交流10kV",315,315,{"v":31.5,"d":"32"},{"v":70.706,"d":"71"},{"v":61.9576,"d":"62"},{"v":47.2231,"d":"47"},{"v":39.206,"d":"39"},{"v":30.4576,"d":"30"},{"v":15.7231,"d":"16"}]
[351,"高耗能企业2组",3201700111545,"猪场","宜城","交流10kV",100,100,10,{"v":13.3797,"d":"13"},{"v":16.8009,"d":"17"},{"v":20.9245,"d":"21"},{"v":3.3797,"d":"3"},{"v":6.8009,"d":"7"},{"v":10.9245,"d":"11"}]
[352,"高耗能企业2组",3201700111546,"宜兴市宝欣耐火材料有限公司","宜城","交流10kV",200,200,20,{"v":31.6868,"d":"32"},{"v":25.1711,"d":"25"},{"v":2.6179,"d":"3"},{"v":11.6868,"d":"12"},{"v":5.1711,"d":"5"},0]
[353,"高耗能企业2组",3201700111550,"宜兴市华业建材有限公司","宜城","交流10kV",200,200,20,{"v":8.4877,"d":"8"},{"v":7.1923,"d":"7"},{"v":15.0571,"d":"15"},0,0,0]
[354,"高耗能企业2组",3201700111552,"江苏德威节能集团有限公司","宜城","交流10kV",500,500,50,{"v":69.1058,"d":"69"},{"v":56.6941,"d":"57"},{"v":6.7544,"d":"7"},{"v":19.1058,"d":"19"},{"v":6.6941,"d":"7"},0]
[355,"高耗能企业2组",3201700112289,"江苏地龙管业有限公司","宜城","交流10kV",250,250,25,{"v":25.5657,"d":"26"},{"v":24.7975,"d":"25"},{"v":9.5917,"d":"10"},{"v":0.5657,"d":"1"},0,0]
[356,"高耗能企业2组",3201700123036,"宜兴市强大耐火材料有限公司","宜城","交流10kV",80,80,8,{"v":20.3431,"d":"20"},{"v":23.1332,"d":"23"},{"v":7.2484,"d":"7"},{"v":12.3431,"d":"12"},{"v":15.1332,"d":"15"},0]
[357,"高耗能企业2组",3201700126451,"江苏地龙管业有限公司","宜城","交流10kV",500,500,50,{"v":174.0159,"d":"174"},{"v":146.625,"d":"147"},{"v":30.8569,"d":"31"},{"v":124.0159,"d":"124"},{"v":96.625,"d":"97"},0]
[358,"高耗能企业2组",3201700137661,"江苏地龙管业有限公司","宜城","交流10kV",250,250,25,{"v":49.9655,"d":"50"},{"v":58.0833,"d":"58"},{"v":8.9729,"d":"9"},{"v":24.9655,"d":"25"},{"v":33.0833,"d":"33"},0]
[359,"高耗能企业2组",3201700140752,"江苏君耀耐磨耐火材料有限公司","宜城","交流10kV",400,400,40,0,0,0,0,0,0]
[360,"高耗能企业2组",3203003284128,"宜兴市中电耐磨耐火科技有限公司","宜城","交流10kV",250,250,25,{"v":61.7585,"d":"62"},{"v":40.8663,"d":"41"},{"v":13.9189,"d":"14"},{"v":36.7585,"d":"37"},{"v":15.8663,"d":"16"},0]
[361,"高耗能企业2组",3203006301416,"宜兴市中环耐火材料有限公司","宜城","交流10kV",250,250,25,{"v":95.4822,"d":"95"},{"v":88.2684,"d":"88"},{"v":34.2742,"d":"34"},{"v":70.4822,"d":"70"},{"v":63.2684,"d":"63"},{"v":9.2742,"d":"9"}]
[362,"高耗能企业2组",3201700110486,"江苏东邦科技有限公司","杨巷","交流10kV",1400,1000,100,{"v":47.0863,"d":"47"},{"v":57.2875,"d":"57"},{"v":24.8259,"d":"25"},0,0,0]
[363,"高耗能企业2组",3201113266861,"江苏国平油品科技有限公司","杨巷","交流10kV",500,500,50,{"v":213.2277,"d":"213"},{"v":211.6297,"d":"212"},{"v":69.9125,"d":"70"},{"v":163.2277,"d":"163"},{"v":161.6297,"d":"162"},{"v":19.9125,"d":"20"}]
[364,"高耗能企业2组",3201111275733,"宜兴市千金铜业有限公司","杨巷","交流10kV",2850,1250,125,{"v":400.8545,"d":"401"},{"v":414.5897,"d":"415"},{"v":20.6316,"d":"21"},{"v":275.8545,"d":"276"},{"v":289.5897,"d":"290"},0]
[365,"高耗能企业2组",3201114222721,"宜兴市涂门纳米新材料有限公司","杨巷","交流10kV",500,500,50,{"v":42.4108,"d":"42"},{"v":110.8419,"d":"111"},{"v":250.6388,"d":"251"},0,{"v":60.8419,"d":"61"},{"v":200.6388,"d":"201"}]
[366,"高耗能企业2组",3201114420820,"宜兴市丰华盛商贸有限公司","杨巷","交流10kV",250,250,25,{"v":7.4314,"d":"7"},{"v":7.6966,"d":"8"},{"v":2.5041,"d":"3"},0,0,0]
[367,"高耗能企业2组",3201114611752,"宜兴苏建新型建材科技有限公司","杨巷","交流10kV",2730,2730,273,{"v":388.0875,"d":"388"},{"v":1085.1262,"d":"1085"},{"v":391.2954,"d":"391"},{"v":115.0875,"d":"115"},{"v":812.1262,"d":"812"},{"v":118.2954,"d":"118"}]
[368,"高耗能企业2组",3203079109594,"无锡市中杰包装材料有限公司","杨巷","交流10kV",250,250,25,{"v":15.3046,"d":"15"},{"v":14.6806,"d":"15"},{"v":8.2875,"d":"8"},0,0,0]
[369,"高耗能企业2组",3203079187330,"宜兴市张渚镇跃伟大理石厂","杨巷","交流10kV",400,0,0,{"v":55.2023,"d":"55"},{"v":40.5562,"d":"41"},{"v":3.1963,"d":"3"},{"v":55.2023,"d":"55"},{"v":40.5562,"d":"41"},{"v":3.1963,"d":"3"}]
[370,"高耗能企业2组",3203079703375,"宜兴市通富建材有限公司","杨巷","交流10kV",1000,500,50,{"v":163.3741,"d":"163"},{"v":154.5763,"d":"155"},{"v":137.6625,"d":"138"},{"v":113.3741,"d":"113"},{"v":104.5763,"d":"105"},{"v":87.6625,"d":"88"}]
[371,"高耗能企业2组",3203080076214,"氟特高新材料（无锡）有限公司","杨巷","交流10kV",400,400,40,{"v":39.1846,"d":"39"},{"v":41.7633,"d":"42"},{"v":35.6063,"d":"36"},0,{"v":1.7633,"d":"2"},0]
[372,"高耗能企业2组",3203082354778,"宜兴市旺达塑业有限公司","杨巷","交流10kV",500,500,50,{"v":5.5063,"d":"6"},{"v":4.9791,"d":"5"},{"v":10.6448,"d":"11"},0,0,0]
[373,"高耗能企业2组",3201114907397,"无锡金东能环境科技有限公司","杨巷","交流10kV",1300,1300,130,{"v":178.9385,"d":"179"},{"v":177.9531,"d":"178"},{"v":133.2781,"d":"133"},{"v":48.9385,"d":"49"},{"v":47.9531,"d":"48"},{"v":3.27809999999999,"d":"3"}]
[374,"高耗能企业2组",3203083377182,"宜兴市双平线缆有限公司","杨巷","交流10kV",1200,800,80,{"v":123.6594,"d":"124"},{"v":160.3892,"d":"160"},{"v":174.9813,"d":"175"},{"v":43.6594,"d":"44"},{"v":80.3892,"d":"80"},{"v":94.9813,"d":"95"}]
[375,"高耗能企业2组",3201113609667,"宜兴市东一建材有限公司","徐舍","交流10kV",250,250,25,{"v":54.9385,"d":"55"},{"v":83.7354,"d":"84"},{"v":14.4325,"d":"14"},{"v":29.9385,"d":"30"},{"v":58.7354,"d":"59"},0]
[376,"高耗能企业2组",3201113390365,"潞安宏泰新型铜材科技宜兴有限公司","徐舍","交流10kV",6765,6765,{"v":676.5,"d":"677"},{"v":1101.7538,"d":"1102"},{"v":1462.7778,"d":"1463"},{"v":2057.1406,"d":"2057"},{"v":425.2538,"d":"425"},{"v":786.2778,"d":"786"},{"v":1380.6406,"d":"1381"}]
[377,"高耗能企业2组",3201110021442,"宜兴市振华预制构件制造有限公司","徐舍","交流10kV",3030,1600,160,{"v":104.2141,"d":"104"},{"v":93.92,"d":"94"},{"v":70.1813,"d":"70"},0,0,0]
[378,"高耗能企业2组",3201110784337,"江苏庆通宇建材发展有限公司","徐舍","交流10kV",1050,1050,105,{"v":74.3492,"d":"74"},{"v":68.4423,"d":"68"},{"v":55.7039,"d":"56"},0,0,0]
[379,"高耗能企业2组",3201111575433,"宜兴苏洋铜业有限公司","徐舍","交流10kV",250,0,0,0,0,0,0,0,0]
[380,"高耗能企业2组",3201111908033,"无锡市盛家渡新型建材有限公司","徐舍","交流10kV",250,250,25,{"v":2.0449,"d":"2"},{"v":2.8197,"d":"3"},{"v":0.7143,"d":"1"},0,0,0]
[381,"高耗能企业2组",3201112092841,"宜兴市鲸塘镇诚庄空心砖厂","徐舍","交流10kV",400,0,0,0,0,0,0,0,0]
[382,"高耗能企业2组",3201112113841,"华虹集团宜兴市华虹新型墙体建筑材料有限公司","徐舍","交流10kV",2125,1500,150,{"v":123.7265,"d":"124"},{"v":226.5784,"d":"227"},{"v":73.71,"d":"74"},0,{"v":76.5784,"d":"77"},0]
[383,"高耗能企业2组",3201112455733,"宜兴市亚泰方正铜材有限公司","徐舍","交流10kV",315,0,0,0,0,0,0,0,0]
[384,"高耗能企业2组",3201113070419,"无锡江丰资源再生有限公司","徐舍","交流10kV",2500,2500,250,{"v":353.4985,"d":"353"},{"v":356.7895,"d":"357"},{"v":300.6738,"d":"301"},{"v":103.4985,"d":"103"},{"v":106.7895,"d":"107"},{"v":50.6738,"d":"51"}]
[385,"高耗能企业2组",3201113394585,"宜兴市永虹昌商贸有限公司","徐舍","交流10kV",500,500,50,{"v":10.5524,"d":"11"},{"v":23.9738,"d":"24"},{"v":188.0313,"d":"188"},0,0,{"v":138.0313,"d":"138"}]
[386,"高耗能企业2组",3201113649669,"宜兴金亿达建材销售有限公司","徐舍","交流10kV",250,0,0,{"v":13.1929,"d":"13"},{"v":6.5263,"d":"7"},{"v":6.3517,"d":"6"},{"v":13.1929,"d":"13"},{"v":6.5263,"d":"7"},{"v":6.3517,"d":"6"}]
[387,"高耗能企业2组",3201113649757,"宜兴市江氏建材有限公司","徐舍","交流10kV",250,250,25,{"v":20.7306,"d":"21"},{"v":45.253,"d":"45"},{"v":8.59,"d":"9"},0,{"v":20.253,"d":"20"},0]
[388,"高耗能企业2组",3201114077370,"无锡市铁鑫耐火材料有限公司","徐舍","交流10kV",250,250,25,{"v":13.6368,"d":"14"},{"v":13.3058,"d":"13"},{"v":1.054,"d":"1"},0,0,0]
[389,"高耗能企业2组",3201114431480,"宜兴市奇瑞建材有限公司","徐舍","交流10kV",1250,1250,125,{"v":358.8361,"d":"359"},{"v":490.8923,"d":"491"},{"v":743.9844,"d":"744"},{"v":233.8361,"d":"234"},{"v":365.8923,"d":"366"},{"v":618.9844,"d":"619"}]
[390,"高耗能企业2组",3201114594673,"江苏鼎筑预制构件有限公司","徐舍","交流10kV",500,500,50,{"v":49.2989,"d":"49"},{"v":53.7369,"d":"54"},{"v":14.8657,"d":"15"},0,{"v":3.7369,"d":"4"},0]
[391,"高耗能企业2组",3201114600115,"宜兴市通协混凝土有限公司","徐舍","交流10kV",500,500,50,{"v":16.8157,"d":"17"},{"v":26.1484,"d":"26"},{"v":7.7123,"d":"8"},0,0,0]
[392,"高耗能企业2组",3201114713746,"宜兴市三瑞高温材料有限公司","徐舍","交流10kV",250,250,25,{"v":0.8777,"d":"1"},{"v":0.7974,"d":"1"},{"v":1.0117,"d":"1"},0,0,0]
[393,"高耗能企业2组",3201700110371,"无锡远东玻璃有限公司","徐舍","交流10kV",2150,900,90,{"v":28.0338,"d":"28"},{"v":48.7,"d":"49"},{"v":65.6719,"d":"66"},0,0,0]
[394,"高耗能企业2组",3201700112334,"江苏聚丰稀土合金有限公司","徐舍","交流10kV",2850,2050,205,{"v":73.1292,"d":"73"},{"v":37.4483,"d":"37"},{"v":398.5787,"d":"399"},0,0,{"v":193.5787,"d":"194"}]
[395,"高耗能企业2组",3201700125224,"宜兴市埝头汤泉采石矿","徐舍","交流10kV",250,0,0,0,0,0,0,0,0]
[396,"高耗能企业2组",3201700135393,"宜兴市八零环保设备有限公司","徐舍","交流10kV",160,160,16,{"v":51.3946,"d":"51"},{"v":52.3262,"d":"52"},{"v":20.2131,"d":"20"},{"v":35.3946,"d":"35"},{"v":36.3262,"d":"36"},{"v":4.2131,"d":"4"}]
[397,"高耗能企业2组",3201700145661,"宜兴市华虹混凝土有限公司","徐舍","交流10kV",400,400,40,{"v":115.9484,"d":"116"},{"v":129.6328,"d":"130"},{"v":54.0556,"d":"54"},{"v":75.9484,"d":"76"},{"v":89.6328,"d":"90"},{"v":14.0556,"d":"14"}]
[398,"高耗能企业2组",3203004468404,"江苏诺亚建材科技有限公司","徐舍","交流10kV",500,500,50,{"v":58.8186,"d":"59"},{"v":50.7321,"d":"51"},{"v":8.7298,"d":"9"},{"v":8.8186,"d":"9"},{"v":0.732100000000003,"d":"1"},0]
[399,"高耗能企业2组",3203070345385,"江苏嘉德重工有限公司","徐舍","交流10kV",1600,800,80,{"v":65.9288,"d":"66"},{"v":58.6692,"d":"59"},{"v":6.0712,"d":"6"},0,0,0]
[400,"高耗能企业2组",3203078814103,"宜兴市鼎业新型建材有限公司","徐舍","交流10kV",5480,4480,448,{"v":12.3048,"d":"12"},{"v":11.974,"d":"12"},{"v":11.0114,"d":"11"},0,0,0]
[401,"高耗能企业2组",3201110000584,"江苏宜净水处理化学品有限公司","徐舍","交流10kV",630,630,63,{"v":314.1862,"d":"314"},{"v":320.6277,"d":"321"},{"v":140.8641,"d":"141"},{"v":251.1862,"d":"251"},{"v":257.6277,"d":"258"},{"v":77.8641,"d":"78"}]
[402,"高耗能企业2组",3201700110429,"宜兴市苏南化工厂有限公司","徐舍","交流10kV",100,100,10,{"v":3.0752,"d":"3"},{"v":1.7152,"d":"2"},{"v":0.6976,"d":"1"},0,0,0]
[403,"高耗能企业2组",3201700112333,"宜兴市超敏化工有限公司","徐舍","交流10kV",80,80,8,{"v":1.5274,"d":"2"},{"v":0.9406,"d":"1"},{"v":0.6702,"d":"1"},0,0,0]
[404,"高耗能企业2组",3203083484206,"江苏国沣新材料有限公司","徐舍","交流10kV",2100,0,0,{"v":322.875,"d":"323"},{"v":352.6667,"d":"353"},{"v":405.1452,"d":"405"},{"v":322.875,"d":"323"},{"v":352.6667,"d":"353"},{"v":405.1452,"d":"405"}]
[405,"高耗能企业2组",3201700113757,"宜兴市鲸皇电机冲片有限公司","徐舍","交流10kV",1250,1250,125,{"v":115.3596,"d":"115"},{"v":113.3739,"d":"113"},{"v":14.2775,"d":"14"},0,0,0]
[406,"高耗能企业2组",3201114734994,"江苏镁研材料科技有限公司","徐舍","交流10kV",250,250,25,{"v":1.6851,"d":"2"},{"v":1.3024,"d":"1"},{"v":0.7313,"d":"1"},0,0,0]
[407,"高耗能企业2组",3203073732741,"宜兴市宝源石油制品有限公司","徐舍","交流10kV",400,400,40,{"v":6.3302,"d":"6"},{"v":6.5967,"d":"7"},{"v":3.1682,"d":"3"},0,0,0]
[408,"高耗能企业2组",3203084328383,"中晟新材料科技（宜兴）有限公司","徐舍","交流10kV",1200,800,80,{"v":364.2797,"d":"364"},{"v":374.8548,"d":"375"},{"v":54.9593,"d":"55"},{"v":284.2797,"d":"284"},{"v":294.8548,"d":"295"},0]
[409,"高耗能企业2组",3201110367320,"宜兴市浩特机械制造有限公司","徐舍","交流10kV",400,250,25,{"v":4.2,"d":"4"},{"v":2.34,"d":"2"},{"v":10.1305,"d":"10"},0,0,0]
[410,"高耗能企业2组",3203084345946,"宜兴市徐农实业建设有限公司","徐舍","交流10kV",400,250,25,{"v":15.402,"d":"15"},{"v":12.317,"d":"12"},{"v":3.3422,"d":"3"},0,0,0]
[411,"高耗能企业2组",3201110288116,"无锡市润尔石化有限公司","新建","交流10kV",250,250,25,{"v":0.7697,"d":"1"},{"v":0.5559,"d":"1"},{"v":0.5976,"d":"1"},0,0,0]
[412,"高耗能企业2组",3201110739037,"宜兴市博研欣业科技有限公司","新建","交流10kV",315,0,0,0,0,0,0,0,0]
[413,"高耗能企业2组",3201700120304,"宜兴市宜金人造金刚石有限公司","新建","交流10kV",315,0,0,0,0,0,0,0,0]
[414,"高耗能企业2组",3203003767640,"江苏圣威朗铝业有限公司","新建","交流10kV",1260,1260,126,{"v":415.7933,"d":"416"},{"v":410.1855,"d":"410"},{"v":293.673,"d":"294"},{"v":289.7933,"d":"290"},{"v":284.1855,"d":"284"},{"v":167.673,"d":"168"}]
[415,"高耗能企业2组",3203070911047,"江苏大华玻璃钢有限公司","新建","交流10kV",250,250,25,{"v":72.6277,"d":"73"},{"v":51.6672,"d":"52"},{"v":5.9482,"d":"6"},{"v":47.6277,"d":"48"},{"v":26.6672,"d":"27"},0]
[416,"高耗能企业2组",3201700110186,"江苏赛易特新材料科技有限公司","新建","交流10kV",315,250,25,{"v":5.5509,"d":"6"},{"v":5.0811,"d":"5"},{"v":3.8925,"d":"4"},0,0,0]
[417,"高耗能企业2组",3201700112096,"无锡润新染料有限公司","新建","交流10kV",1800,0,0,0,0,0,0,0,0]
[418,"高耗能企业2组",3203082397711,"无锡东亮企业管理有限公司","新建","交流10kV",5830,1600,160,{"v":4.125,"d":"4"},{"v":6.4762,"d":"6"},{"v":4.1905,"d":"4"},0,0,0]
[419,"高耗能企业2组",3203084284570,"宜兴市振海稀土材料有限公司","新建","交流10kV",1600,1600,160,{"v":9.8523,"d":"10"},{"v":9.7219,"d":"10"},{"v":5.9531,"d":"6"},0,0,0]
[420,"高耗能企业2组",3201113993872,"无锡市海凌石化有限公司","新建","交流10kV",250,250,25,{"v":31.2054,"d":"31"},{"v":30.9555,"d":"31"},{"v":3.5372,"d":"4"},{"v":6.2054,"d":"6"},{"v":5.9555,"d":"6"},0]
[421,"高耗能企业2组",3201114245596,"无锡市宜能石化有限公司","新建","交流10kV",250,0,0,0,0,0,0,0,0]
[422,"高耗能企业2组",3203081096764,"江苏天尼威环保科技有限公司","新建","交流10kV",250,250,25,{"v":40.1654,"d":"40"},{"v":41.387,"d":"41"},{"v":6.3695,"d":"6"},{"v":15.1654,"d":"15"},{"v":16.387,"d":"16"},0]
[423,"高耗能企业2组",3201110452928,"无锡市鸿翔耐火材料有限公司","西渚","交流10kV",250,250,25,{"v":95.5323,"d":"96"},{"v":94.2046,"d":"94"},{"v":26.8352,"d":"27"},{"v":70.5323,"d":"71"},{"v":69.2046,"d":"69"},{"v":1.8352,"d":"2"}]
[424,"高耗能企业2组",3201114672418,"宜兴市金迈新型建材有限公司","西渚","交流10kV",1600,1600,160,{"v":470.3908,"d":"470"},{"v":618.0222,"d":"618"},{"v":860.56,"d":"861"},{"v":310.3908,"d":"310"},{"v":458.0222,"d":"458"},{"v":700.56,"d":"701"}]
[425,"高耗能企业2组",3201700110874,"宜兴市鸿胜建材有限公司","西渚","交流10kV",200,200,20,{"v":0.0134,"d":"0"},{"v":0.0085,"d":"0"},{"v":0.0254,"d":"0"},0,0,0]
[426,"高耗能企业2组",3201700110899,"宜兴市顺达灯具厂","西渚","交流10kV",100,0,0,0,0,0,0,0,0]
[427,"高耗能企业2组",3201700110954,"宜兴市元上第二砖瓦厂","西渚","交流10kV",250,0,0,0,0,0,0,0,0]
[428,"高耗能企业2组",3201700110958,"宜兴市创业琉璃瓦厂","西渚","交流10kV",80,0,0,0,0,0,0,0,0]
[429,"高耗能企业2组",3201700125555,"宜兴市亿顺新型建材有限公司","西渚","交流10kV",250,0,0,0,0,0,0,0,0]
[430,"高耗能企业2组",3201700134869,"宜兴市金山建筑陶瓷厂","西渚","交流10kV",160,0,0,0,0,0,0,0,0]
[431,"高耗能企业2组",3201114520732,"无锡市广宇化工厂","西渚","交流10kV",200,200,20,{"v":0.2615,"d":"0"},{"v":0.4714,"d":"0"},{"v":0.1608,"d":"0"},0,0,0]
[432,"高耗能企业2组",3201700110947,"宜兴市亨达化工有限公司","西渚","交流10kV",250,250,25,{"v":4.0136,"d":"4"},{"v":3.9644,"d":"4"},{"v":1.2075,"d":"1"},0,0,0]
[433,"高耗能企业2组",3203084601201,"海发（无锡）供应链有限公司","万石","交流10kV",315,315,{"v":31.5,"d":"32"},{"v":124.1526,"d":"124"},{"v":119.0204,"d":"119"},{"v":63.6997,"d":"64"},{"v":92.6526,"d":"93"},{"v":87.5204,"d":"88"},{"v":32.1997,"d":"32"}]
[434,"高耗能企业2组",3201700110963,"宜兴市建盛耐火炉料厂","太华","交流10kV",200,200,20,{"v":15.4217,"d":"15"},{"v":11.9251,"d":"12"},{"v":39.9226,"d":"40"},0,0,{"v":19.9226,"d":"20"}]
[435,"高耗能企业2组",3201700110978,"宜兴市申华织造有限公司","太华","交流10kV",250,250,25,{"v":32.4144,"d":"32"},{"v":35.0455,"d":"35"},{"v":12.3697,"d":"12"},{"v":7.4144,"d":"7"},{"v":10.0455,"d":"10"},0]
[436,"高耗能企业2组",3203071045295,"宜兴市古诚建材有限公司","太华","交流10kV",250,250,25,{"v":16.0187,"d":"16"},{"v":14.8225,"d":"15"},{"v":0.2547,"d":"0"},0,0,0]
[437,"高耗能企业2组",3203082595066,"宜兴市昊昌罐业有限公司","太华","交流10kV",250,250,25,{"v":110.6754,"d":"111"},{"v":104.6438,"d":"105"},{"v":105.2271,"d":"105"},{"v":85.6754,"d":"86"},{"v":79.6438,"d":"80"},{"v":80.2271,"d":"80"}]
[438,"高耗能企业2组",3201700110969,"宜兴市现代化工涂料研究所","太华","交流10kV",50,0,0,0,0,0,0,0,0]
[439,"高耗能企业2组",3201700110972,"江苏添竹化工科技有限公司","太华","交流10kV",315,315,{"v":31.5,"d":"32"},{"v":117.1877,"d":"117"},{"v":100.1167,"d":"100"},{"v":59.6188,"d":"60"},{"v":85.6877,"d":"86"},{"v":68.6167,"d":"69"},{"v":28.1188,"d":"28"}]
[440,"高耗能企业2组",3201700111075,"宜兴市康辉化工有限公司","太华","交流10kV",50,50,5,0,0,0,0,0,0]
[441,"高耗能企业2组",3203070122093,"宜兴嘉博窗饰有限公司","太华","交流10kV",80,80,8,0,0,0,0,0,0]
[442,"高耗能企业2组",3201110426534,"宜兴市相羽特种陶瓷有限公司","开发区","交流10kV",200,200,20,{"v":14.8682,"d":"15"},{"v":15.4983,"d":"15"},{"v":1.3228,"d":"1"},0,0,0]
[443,"高耗能企业2组",3201700124697,"江苏创新石化有限公司","开发区","交流10kV",500,500,50,{"v":55.4183,"d":"55"},{"v":47.7375,"d":"48"},{"v":13.0205,"d":"13"},{"v":5.4183,"d":"5"},0,0]
[444,"高耗能企业2组",3201700125462,"江苏森禾化工科技有限公司","开发区","交流10kV",400,400,40,{"v":255.7354,"d":"256"},{"v":235.7953,"d":"236"},{"v":183.7447,"d":"184"},{"v":215.7354,"d":"216"},{"v":195.7953,"d":"196"},{"v":143.7447,"d":"144"}]
[445,"高耗能企业2组",3201700127993,"宜兴市新佳助剂有限公司","开发区","交流10kV",160,160,16,{"v":5.143,"d":"5"},{"v":11.0075,"d":"11"},{"v":2.172,"d":"2"},0,0,0]
[446,"高耗能企业2组",3201700133036,"无锡宜澄化学有限公司","开发区","交流10kV",250,250,25,{"v":23.0628,"d":"23"},{"v":29.2963,"d":"29"},{"v":2.6446,"d":"3"},0,{"v":4.2963,"d":"4"},0]
[447,"高耗能企业2组",3201700139585,"江苏德美科化工有限公司","开发区","交流10kV",2250,2250,225,{"v":642.6833,"d":"643"},{"v":700.2,"d":"700"},{"v":644.2742,"d":"644"},{"v":417.6833,"d":"418"},{"v":475.2,"d":"475"},{"v":419.2742,"d":"419"}]
[448,"高耗能企业2组",3201700141300,"国泰新科工业科技（宜兴）有限公司","开发区","交流10kV",6488,6488,{"v":648.8,"d":"649"},{"v":1423.8615,"d":"1424"},{"v":1589.3333,"d":"1589"},{"v":1485.9344,"d":"1486"},{"v":775.0615,"d":"775"},{"v":940.5333,"d":"941"},{"v":837.1344,"d":"837"}]
[449,"高耗能企业2组",3201700141335,"江苏沃尔得化工有限公司","开发区","交流10kV",1030,1030,103,{"v":326.7231,"d":"327"},{"v":360.3968,"d":"360"},{"v":261.3031,"d":"261"},{"v":223.7231,"d":"224"},{"v":257.3968,"d":"257"},{"v":158.3031,"d":"158"}]
[450,"高耗能企业2组",3203003393372,"江苏墨海实业有限公司","开发区","交流10kV",400,400,40,{"v":182.2698,"d":"182"},{"v":190.6508,"d":"191"},{"v":166.2794,"d":"166"},{"v":142.2698,"d":"142"},{"v":150.6508,"d":"151"},{"v":126.2794,"d":"126"}]
[451,"高耗能企业2组",3203084356451,"宜兴市耶妙机械有限公司","环科园","交流10kV",250,250,25,{"v":6.0382,"d":"6"},{"v":5.5321,"d":"6"},{"v":2.0191,"d":"2"},0,0,0]
[452,"高耗能企业3组",3201110721952,"江苏光天耐材科技有限公司","湖父","交流10kV",400,400,40,{"v":146.3738,"d":"146"},{"v":51.3185,"d":"51"},{"v":14.6745,"d":"15"},{"v":106.3738,"d":"106"},{"v":11.3185,"d":"11"},0]
[453,"高耗能企业3组",3201110798633,"宜兴市恒兴石墨制品研究所","湖父","交流10kV",160,160,16,{"v":0.0182,"d":"0"},{"v":0.0071,"d":"0"},{"v":0.0283,"d":"0"},0,0,0]
[454,"高耗能企业3组",3201111475133,"宜兴市云达冶金炉料有限公司","湖父","交流10kV",500,500,50,{"v":22.7018,"d":"23"},{"v":27.3952,"d":"27"},{"v":8.6094,"d":"9"},0,0,0]
[455,"高耗能企业3组",3201113811377,"宜兴市阳羡真空陶瓷有限公司","湖父","交流10kV",250,250,25,{"v":10.4962,"d":"10"},{"v":10.9129,"d":"11"},{"v":4.054,"d":"4"},0,0,0]
[456,"高耗能企业3组",3201113946042,"宜兴市良旭焊接瓷件有限公司","湖父","交流10kV",250,250,25,{"v":27.2462,"d":"27"},{"v":26.9108,"d":"27"},{"v":5.6078,"d":"6"},{"v":2.2462,"d":"2"},{"v":1.9108,"d":"2"},0]
[457,"高耗能企业3组",3201114293057,"宜兴市昱同耐材科技有限公司","湖父","交流10kV",500,500,50,{"v":1.5325,"d":"2"},{"v":1.5291,"d":"2"},{"v":0.8888,"d":"1"},0,0,0]
[458,"高耗能企业3组",3201114437340,"宜兴市兴丰碳素模具有限公司","湖父","交流10kV",250,250,25,0,0,0,0,0,0]
[459,"高耗能企业3组",3201700111587,"无锡市南方耐材有限公司","湖父","交流10kV",2850,1600,160,{"v":472.4781,"d":"472"},{"v":353.8032,"d":"354"},{"v":454.3385,"d":"454"},{"v":312.4781,"d":"312"},{"v":193.8032,"d":"194"},{"v":294.3385,"d":"294"}]
[460,"高耗能企业3组",3201700111589,"宜兴市画溪建材厂","湖父","交流10kV",80,80,8,{"v":9.0363,"d":"9"},{"v":7.4453,"d":"7"},{"v":2.4778,"d":"2"},{"v":1.0363,"d":"1"},0,0]
[461,"高耗能企业3组",3201700111590,"江苏威尔斯通陶瓷有限公司","湖父","交流10kV",250,250,25,{"v":111.1615,"d":"111"},{"v":102.6565,"d":"103"},{"v":71.8492,"d":"72"},{"v":86.1615,"d":"86"},{"v":77.6565,"d":"78"},{"v":46.8492,"d":"47"}]
[462,"高耗能企业3组",3201700111609,"宜兴市广翔电子材料有限公司","湖父","交流10kV",800,800,80,{"v":175.9484,"d":"176"},{"v":343.3203,"d":"343"},{"v":136.4313,"d":"136"},{"v":95.9484,"d":"96"},{"v":263.3203,"d":"263"},{"v":56.4313,"d":"56"}]
[463,"高耗能企业3组",3201700111616,"宜兴震辰铜业有限公司","湖父","交流10kV",1000,1000,100,{"v":219.5646,"d":"220"},{"v":245.2,"d":"245"},{"v":64.7177,"d":"65"},{"v":119.5646,"d":"120"},{"v":145.2,"d":"145"},0]
[464,"高耗能企业3组",3201700119495,"宜兴市胜赢建材有限公司","湖父","交流10kV",250,250,25,{"v":5.4413,"d":"5"},{"v":4.2168,"d":"4"},{"v":1.7943,"d":"2"},0,0,0]
[465,"高耗能企业3组",3201700129469,"宜兴市连铸耐火材料厂有限公司","湖父","交流10kV",1250,1250,125,{"v":39.7308,"d":"40"},{"v":40.4877,"d":"40"},{"v":166.7462,"d":"167"},0,0,{"v":41.7462,"d":"42"}]
[466,"高耗能企业3组",3201700142544,"宜兴市千叶非金属材料有限公司","湖父","交流10kV",400,400,40,{"v":220.0781,"d":"220"},{"v":206.5625,"d":"207"},{"v":195.1108,"d":"195"},{"v":180.0781,"d":"180"},{"v":166.5625,"d":"167"},{"v":155.1108,"d":"155"}]
[467,"高耗能企业3组",3201700146144,"宜兴市锦辉铜材有限公司","湖父","交流10kV",630,630,63,{"v":55.8631,"d":"56"},{"v":60.9665,"d":"61"},{"v":55.3449,"d":"55"},0,0,0]
[468,"高耗能企业3组",3203002714461,"无锡金鲤陶瓷有限公司","湖父","交流10kV",500,500,50,{"v":382.0164,"d":"382"},{"v":311.6129,"d":"312"},{"v":196.5161,"d":"197"},{"v":332.0164,"d":"332"},{"v":261.6129,"d":"262"},{"v":146.5161,"d":"147"}]
[469,"高耗能企业3组",3203003424917,"宜兴市银湖精制石墨制品有限公司","湖父","交流10kV",1000,250,25,{"v":96.5131,"d":"97"},{"v":93.82,"d":"94"},{"v":13.468,"d":"13"},{"v":71.5131,"d":"72"},{"v":68.82,"d":"69"},0]
[470,"高耗能企业3组",3203070362836,"宜兴市旭日耐材制品有限公司","湖父","交流10kV",500,250,25,{"v":16.2307,"d":"16"},{"v":27.4615,"d":"27"},{"v":25.446,"d":"25"},0,{"v":2.4615,"d":"2"},{"v":0.446000000000002,"d":"0"}]
[471,"高耗能企业3组",3201114005788,"江苏经纲科技有限公司","湖父","交流10kV",250,250,25,0,0,0,0,0,0]
[472,"高耗能企业3组",3203004485720,"宜兴市非凡陶瓷制品有限公司","湖父","交流10kV",400,400,40,{"v":50.1074,"d":"50"},{"v":48.2831,"d":"48"},{"v":17.5134,"d":"18"},{"v":10.1074,"d":"10"},{"v":8.2831,"d":"8"},0]
[473,"高耗能企业3组",3201110426632,"宜兴市恒威塑业有限公司","和桥","交流10kV",500,500,50,{"v":238.4585,"d":"238"},{"v":232.3349,"d":"232"},{"v":238.8955,"d":"239"},{"v":188.4585,"d":"188"},{"v":182.3349,"d":"182"},{"v":188.8955,"d":"189"}]
[474,"高耗能企业3组",3201700110819,"中稀（宜兴）稀土新材料有限公司","和桥","交流10kV",2250,2250,225,{"v":1398.4615,"d":"1398"},{"v":1346.875,"d":"1347"},{"v":1213.0159,"d":"1213"},{"v":1173.4615,"d":"1173"},{"v":1121.875,"d":"1122"},{"v":988.0159,"d":"988"}]
[475,"高耗能企业3组",3203084275859,"宜兴市中普润新材料有限公司","和桥","交流10kV",1880,630,63,{"v":819.3547,"d":"819"},{"v":797.1317,"d":"797"},{"v":526.3778,"d":"526"},{"v":756.3547,"d":"756"},{"v":734.1317,"d":"734"},{"v":463.3778,"d":"463"}]
[476,"高耗能企业3组",3203081746786,"江苏华领冷弯科技有限公司","和桥","交流10kV",2500,2000,200,0,0,0,0,0,0]
[477,"高耗能企业3组",3201114247604,"宜兴利荣达科技有限公司","官林","交流10kV",2850,2850,285,{"v":611.7138,"d":"612"},{"v":632.8789,"d":"633"},{"v":582.7969,"d":"583"},{"v":326.7138,"d":"327"},{"v":347.8789,"d":"348"},{"v":297.7969,"d":"298"}]
[478,"高耗能企业3组",3201114447712,"宜兴市阳洋塑料助剂有限公司","官林","交流10kV",1800,1800,180,{"v":1151.0313,"d":"1151"},{"v":1238.8254,"d":"1239"},{"v":1135.2698,"d":"1135"},{"v":971.0313,"d":"971"},{"v":1058.8254,"d":"1059"},{"v":955.2698,"d":"955"}]
[479,"高耗能企业3组",3201110662380,"宜兴市金鼎耐火材料有限公司","官林","交流10kV",250,250,25,{"v":45.0634,"d":"45"},{"v":55.1052,"d":"55"},{"v":47.8503,"d":"48"},{"v":20.0634,"d":"20"},{"v":30.1052,"d":"30"},{"v":22.8503,"d":"23"}]
[480,"高耗能企业3组",3201112479133,"无锡锦汇建筑科技有限公司","官林","交流10kV",500,500,50,{"v":143.6143,"d":"144"},{"v":101.75,"d":"102"},{"v":50.34,"d":"50"},{"v":93.6143,"d":"94"},{"v":51.75,"d":"52"},{"v":0.340000000000003,"d":"0"}]
[481,"高耗能企业3组",3201112664533,"宜兴市铁山耐火材料有限公司","官林","交流10kV",315,250,25,{"v":24.1096,"d":"24"},{"v":25.5271,"d":"26"},{"v":21.0313,"d":"21"},0,{"v":0.527100000000001,"d":"1"},0]
[482,"高耗能企业3组",3201113786855,"江苏贝格丽新材料科技有限公司","官林","交流10kV",500,500,50,{"v":284.3057,"d":"284"},{"v":278.4464,"d":"278"},{"v":245.5264,"d":"246"},{"v":234.3057,"d":"234"},{"v":228.4464,"d":"228"},{"v":195.5264,"d":"196"}]
[483,"高耗能企业3组",3201114383822,"宜兴市临津建材科技有限公司","官林","交流10kV",250,250,25,{"v":22.4863,"d":"22"},{"v":22.8497,"d":"23"},{"v":1.7281,"d":"2"},0,0,0]
[484,"高耗能企业3组",3201114431297,"无锡市锦晔炉料有限公司","官林","交流10kV",250,250,25,{"v":5.96,"d":"6"},{"v":30.76,"d":"31"},{"v":4.634,"d":"5"},0,{"v":5.76,"d":"6"},0]
[485,"高耗能企业3组",3201114826957,"江苏路通装配科技有限公司","官林","交流10kV",1630,1630,163,{"v":11.3175,"d":"11"},{"v":6.4262,"d":"6"},{"v":57.6594,"d":"58"},0,0,0]
[486,"高耗能企业3组",3201700110123,"宜兴市紫金铜业有限公司","官林","交流10kV",5200,3600,360,{"v":2137.6367,"d":"2138"},{"v":2204.3158,"d":"2204"},{"v":2140.2,"d":"2140"},{"v":1777.6367,"d":"1778"},{"v":1844.3158,"d":"1844"},{"v":1780.2,"d":"1780"}]
[487,"高耗能企业3组",3201700110304,"无锡市雄峰金属材料有限公司","官林","交流10kV",1600,1600,160,{"v":54.0746,"d":"54"},{"v":48.6035,"d":"49"},{"v":41.1933,"d":"41"},0,0,0]
[488,"高耗能企业3组",3201700110336,"宜兴市金啸铜业有限公司","官林","交流10kV",6150,1250,125,{"v":352.3415,"d":"352"},{"v":369.7543,"d":"370"},{"v":367.9469,"d":"368"},{"v":227.3415,"d":"227"},{"v":244.7543,"d":"245"},{"v":242.9469,"d":"243"}]
[489,"高耗能企业3组",3201700110549,"宜兴市明星稀有金属冶炼有限公司","官林","交流10kV",250,0,0,0,0,0,0,0,0]
[490,"高耗能企业3组",3201700110559,"宜兴市铁山耐火材料有限公司","官林","交流10kV",250,250,25,{"v":46.2917,"d":"46"},{"v":43.9833,"d":"44"},{"v":36.8815,"d":"37"},{"v":21.2917,"d":"21"},{"v":18.9833,"d":"19"},{"v":11.8815,"d":"12"}]
[491,"高耗能企业3组",3201700110562,"江苏泰瑞耐火有限公司","官林","交流10kV",500,500,50,{"v":11.0369,"d":"11"},{"v":14.4767,"d":"14"},{"v":26.4412,"d":"26"},0,0,0]
[492,"高耗能企业3组",3201700110567,"无锡市双鹰耐火材料有限公司","官林","交流10kV",315,315,{"v":31.5,"d":"32"},{"v":63.8223,"d":"64"},{"v":88.6592,"d":"89"},{"v":43.8158,"d":"44"},{"v":32.3223,"d":"32"},{"v":57.1592,"d":"57"},{"v":12.3158,"d":"12"}]
[493,"高耗能企业3组",3201700112264,"无锡市双鹰耐火材料有限公司","官林","交流10kV",315,0,0,0,0,0,0,0,0]
[494,"高耗能企业3组",3201700117227,"宜兴市兴科陶瓷有限公司","官林","交流10kV",250,250,25,{"v":45.84,"d":"46"},{"v":53.2224,"d":"53"},{"v":17.2997,"d":"17"},{"v":20.84,"d":"21"},{"v":28.2224,"d":"28"},0]
[495,"高耗能企业3组",3201700125159,"江苏三木集团耀鑫贵金属有限公司","官林","交流10kV",80,80,8,{"v":11.6758,"d":"12"},{"v":8.6592,"d":"9"},{"v":4.7843,"d":"5"},{"v":3.6758,"d":"4"},{"v":0.6592,"d":"1"},0]
[496,"高耗能企业3组",3201700140622,"无锡康利红科技有限公司","官林","交流10kV",250,250,25,{"v":40.1774,"d":"40"},{"v":47.4603,"d":"47"},{"v":63.0371,"d":"63"},{"v":15.1774,"d":"15"},{"v":22.4603,"d":"22"},{"v":38.0371,"d":"38"}]
[497,"高耗能企业3组",3201700141264,"无锡市宏润耐火材料有限公司","官林","交流10kV",200,200,20,{"v":5.0516,"d":"5"},{"v":9.1849,"d":"9"},{"v":10.5971,"d":"11"},0,0,0]
[498,"高耗能企业3组",3201700141506,"无锡市天通铜材有限公司","官林","交流10kV",1000,1000,100,{"v":99.981,"d":"100"},{"v":109.2043,"d":"109"},{"v":153.5123,"d":"154"},0,{"v":9.2043,"d":"9"},{"v":53.5123,"d":"54"}]
[499,"高耗能企业3组",3201700149655,"无锡市中能铜业有限公司","官林","交流10kV",6165,6165,{"v":616.5,"d":"617"},{"v":1210.3219,"d":"1210"},{"v":1315.796,"d":"1316"},{"v":1187.2308,"d":"1187"},{"v":593.8219,"d":"594"},{"v":699.296,"d":"699"},{"v":570.7308,"d":"571"}]
[500,"高耗能企业3组",3203079695499,"优尼（宜兴）新材料有限公司","官林","交流10kV",5000,5000,500,{"v":2665.8462,"d":"2666"},{"v":2569.6154,"d":"2570"},{"v":2385.9385,"d":"2386"},{"v":2165.8462,"d":"2166"},{"v":2069.6154,"d":"2070"},{"v":1885.9385,"d":"1886"}]
[501,"高耗能企业3组",3201111918833,"宜兴市华夏化工材料有限公司","官林","交流10kV",1500,1500,150,{"v":112.7935,"d":"113"},{"v":81.8714,"d":"82"},{"v":21.3656,"d":"21"},0,0,0]
[502,"高耗能企业3组",3201112099749,"无锡市伟峰化工有限公司","官林","交流10kV",500,500,50,{"v":190.2032,"d":"190"},{"v":200.7057,"d":"201"},{"v":100.0966,"d":"100"},{"v":140.2032,"d":"140"},{"v":150.7057,"d":"151"},{"v":50.0966,"d":"50"}]
[503,"高耗能企业3组",3201112778633,"江苏海云花新材料有限公司","官林","交流10kV",250,250,25,{"v":135.3797,"d":"135"},{"v":139.14,"d":"139"},{"v":35.7841,"d":"36"},{"v":110.3797,"d":"110"},{"v":114.14,"d":"114"},{"v":10.7841,"d":"11"}]
[504,"高耗能企业3组",3201113174852,"江苏中任油漆有限公司","官林","交流10kV",1000,500,50,{"v":43.1781,"d":"43"},{"v":41.1107,"d":"41"},{"v":17.682,"d":"18"},0,0,0]
[505,"高耗能企业3组",3201113220152,"无锡市万木春特种涂料有限公司","官林","交流10kV",200,200,20,{"v":45.1792,"d":"45"},{"v":47.0833,"d":"47"},{"v":14.5364,"d":"15"},{"v":25.1792,"d":"25"},{"v":27.0833,"d":"27"},0]
[506,"高耗能企业3组",3201113223906,"宜兴市荣茂化工有限公司","官林","交流10kV",715,715,{"v":71.5,"d":"72"},{"v":398.7452,"d":"399"},{"v":329.8569,"d":"330"},{"v":37.7231,"d":"38"},{"v":327.2452,"d":"327"},{"v":258.3569,"d":"258"},0]
[507,"高耗能企业3组",3201113223992,"宜兴市东方皮塑化工有限公司","官林","交流10kV",250,250,25,{"v":126.9755,"d":"127"},{"v":119.5125,"d":"120"},{"v":21.2491,"d":"21"},{"v":101.9755,"d":"102"},{"v":94.5125,"d":"95"},0]
[508,"高耗能企业3组",3201113305586,"江苏格桑花涂料有限公司","官林","交流10kV",400,400,40,{"v":126.8338,"d":"127"},{"v":99.8476,"d":"100"},{"v":7.3762,"d":"7"},{"v":86.8338,"d":"87"},{"v":59.8476,"d":"60"},0]
[509,"高耗能企业3组",3201113445842,"宜兴市高塍助剂厂有限公司","官林","交流10kV",400,400,40,{"v":206.2892,"d":"206"},{"v":201.9333,"d":"202"},{"v":10.4515,"d":"10"},{"v":166.2892,"d":"166"},{"v":161.9333,"d":"162"},0]
[510,"高耗能企业3组",3201113445863,"宜兴良兴新型材料有限公司","官林","交流10kV",250,250,25,{"v":14.6407,"d":"15"},{"v":19.6895,"d":"20"},{"v":5.3762,"d":"5"},0,0,0]
[511,"高耗能企业3组",3201113534144,"无锡市古驼化工有限公司","官林","交流10kV",400,250,25,{"v":128.6032,"d":"129"},{"v":119.5443,"d":"120"},{"v":36.7643,"d":"37"},{"v":103.6032,"d":"104"},{"v":94.5443,"d":"95"},{"v":11.7643,"d":"12"}]
[512,"高耗能企业3组",3201113655481,"江苏山力漆业有限公司","官林","交流10kV",200,200,20,0,0,0,0,0,0]
[513,"高耗能企业3组",3201113674423,"无锡市南雅化工有限公司","官林","交流10kV",250,250,25,{"v":16.3926,"d":"16"},{"v":13.0172,"d":"13"},{"v":31.91,"d":"32"},0,0,{"v":6.91,"d":"7"}]
[514,"高耗能企业3组",3201113845776,"无锡市虎盛化工有限公司","官林","交流10kV",650,250,25,{"v":136.3206,"d":"136"},{"v":98.5329,"d":"99"},{"v":8.5338,"d":"9"},{"v":111.3206,"d":"111"},{"v":73.5329,"d":"74"},0]
[515,"高耗能企业3组",3201114068152,"无锡市田鑫化工有限公司","官林","交流10kV",250,250,25,{"v":146.0018,"d":"146"},{"v":137.7478,"d":"138"},{"v":5.7705,"d":"6"},{"v":121.0018,"d":"121"},{"v":112.7478,"d":"113"},0]
[516,"高耗能企业3组",3201114165774,"宜兴市官阳涂料科技有限公司","官林","交流10kV",250,250,25,{"v":5.5016,"d":"6"},{"v":6.3851,"d":"6"},{"v":12.0842,"d":"12"},0,0,0]
[517,"高耗能企业3组",3201114179495,"江苏恒顺防水材料有限公司","官林","交流10kV",1000,1000,100,{"v":99.4409,"d":"99"},{"v":93.8544,"d":"94"},{"v":59.1944,"d":"59"},0,0,0]
[518,"高耗能企业3组",3201114238464,"宜兴捷先化学工业有限公司","官林","交流10kV",400,400,40,0,0,0,0,0,0]
[519,"高耗能企业3组",3201114523671,"锌盾化工无锡有限公司","官林","交流10kV",250,250,25,{"v":1.5619,"d":"2"},{"v":1.4694,"d":"1"},{"v":4.7303,"d":"5"},0,0,0]
[520,"高耗能企业3组",3201700110266,"宜兴捷先化学工业有限公司","官林","交流10kV",100,100,10,{"v":15.5634,"d":"16"},{"v":14.8639,"d":"15"},{"v":2.3853,"d":"2"},{"v":5.5634,"d":"6"},{"v":4.8639,"d":"5"},0]
[521,"高耗能企业3组",3201700110301,"宜兴市科迪粉体材料有限公司","官林","交流10kV",200,0,0,0,0,0,0,0,0]
[522,"高耗能企业3组",3201700110514,"宜兴市东民新材料有限公司","官林","交流10kV",1000,1000,100,{"v":18.5382,"d":"19"},{"v":23.8037,"d":"24"},{"v":11.9253,"d":"12"},0,0,0]
[523,"高耗能企业3组",3201700110561,"宜兴市苏南石油化工助剂有限公司","官林","交流10kV",200,0,0,{"v":0.17,"d":"0"},{"v":0.1618,"d":"0"},{"v":0.2129,"d":"0"},{"v":0.17,"d":"0"},{"v":0.1618,"d":"0"},{"v":0.2129,"d":"0"}]
[524,"高耗能企业3组",3201700120352,"江苏格桑花涂料有限公司","官林","交流10kV",160,0,0,0,0,0,0,0,0]
[525,"高耗能企业3组",3201700141076,"江苏永昇复合材料有限公司","官林","交流10kV",250,250,25,{"v":60.2704,"d":"60"},{"v":61.8679,"d":"62"},{"v":9.3697,"d":"9"},{"v":35.2704,"d":"35"},{"v":36.8679,"d":"37"},0]
[526,"高耗能企业3组",3201700141322,"无锡市宾王化工厂（普通合伙）","官林","交流10kV",200,200,20,{"v":3.9952,"d":"4"},{"v":3.5788,"d":"4"},{"v":1.1683,"d":"1"},0,0,0]
[527,"高耗能企业3组",3201700149629,"江苏四方威凯科技有限公司","官林","交流10kV",500,500,50,{"v":308.5234,"d":"309"},{"v":233.4818,"d":"233"},{"v":38.2108,"d":"38"},{"v":258.5234,"d":"259"},{"v":183.4818,"d":"183"},0]
[528,"高耗能企业3组",3203077058931,"江苏润威化工有限公司","官林","交流10kV",250,250,25,{"v":131.4488,"d":"131"},{"v":114.9103,"d":"115"},{"v":9.8992,"d":"10"},{"v":106.4488,"d":"106"},{"v":89.9103,"d":"90"},0]
[529,"高耗能企业3组",3203080915952,"宜兴市王者塑封有限公司","官林","交流10kV",2000,2000,200,{"v":124.2698,"d":"124"},{"v":112.661,"d":"113"},{"v":36.1605,"d":"36"},0,0,0]
[530,"高耗能企业3组",3203081247101,"无锡东亮企业管理有限公司","官林","交流10kV",2050,2050,205,{"v":661.8833,"d":"662"},{"v":662.5328,"d":"663"},{"v":651.8525,"d":"652"},{"v":456.8833,"d":"457"},{"v":457.5328,"d":"458"},{"v":446.8525,"d":"447"}]
[531,"高耗能企业3组",3203082130325,"宜兴市东氿塑胶有限公司","官林","交流10kV",250,250,25,{"v":84.1756,"d":"84"},{"v":67.562,"d":"68"},{"v":56.3287,"d":"56"},{"v":59.1756,"d":"59"},{"v":42.562,"d":"43"},{"v":31.3287,"d":"31"}]
[532,"高耗能企业3组",3201112931340,"无锡市耀鑫新材料科技有限公司","官林","交流10kV",500,500,50,{"v":278.3508,"d":"278"},{"v":327.4,"d":"327"},{"v":171.0954,"d":"171"},{"v":228.3508,"d":"228"},{"v":277.4,"d":"277"},{"v":121.0954,"d":"121"}]
[533,"高耗能企业3组",3201114591751,"宜兴华亿机械科技有限公司","官林","交流10kV",250,250,25,{"v":0.2602,"d":"0"},{"v":0.213,"d":"0"},{"v":0.1085,"d":"0"},0,0,0]
[534,"高耗能企业3组",3203004645662,"江苏耀润铜业有限公司","官林","交流10kV",1000,1000,100,{"v":65.1938,"d":"65"},{"v":60.9966,"d":"61"},{"v":43.6246,"d":"44"},0,0,0]
[535,"高耗能企业3组",3203082670125,"宜兴宏万科技有限公司","官林","交流10kV",630,630,63,0,0,0,0,0,0]
[536,"高耗能企业3组",3203080883384,"无锡雄策线缆有限公司","官林","交流10kV",500,500,50,{"v":28.2187,"d":"28"},{"v":32.9931,"d":"33"},{"v":47.5027,"d":"48"},0,0,0]
[537,"高耗能企业3组",3203081116138,"江苏肯发智能制造集团有限公司","官林","交流10kV",250,250,25,0,{"v":0.0264,"d":"0"},0,0,0,0]
[538,"高耗能企业3组",3203081942871,"江苏铭远杆塔有限公司","官林","交流10kV",250,250,25,{"v":45.8171,"d":"46"},{"v":48.7973,"d":"49"},{"v":7.192,"d":"7"},{"v":20.8171,"d":"21"},{"v":23.7973,"d":"24"},0]
[539,"高耗能企业3组",3203082875715,"无锡沪嘉科技有限公司","官林","交流10kV",500,500,50,{"v":139.2442,"d":"139"},{"v":86.9833,"d":"87"},{"v":4.8302,"d":"5"},{"v":89.2442,"d":"89"},{"v":36.9833,"d":"37"},0]
[540,"高耗能企业3组",3203081722545,"宜兴环保产业有限公司","高塍","交流10kV",1250,1250,125,{"v":379.8167,"d":"380"},{"v":408.3548,"d":"408"},{"v":84.0016,"d":"84"},{"v":254.8167,"d":"255"},{"v":283.3548,"d":"283"},0]
[541,"高耗能企业3组",3203083731603,"宜兴市万固建材有限公司","高塍","交流10kV",250,250,25,{"v":6.4006,"d":"6"},{"v":7.6555,"d":"8"},{"v":2.6383,"d":"3"},0,0,0]
[542,"高耗能企业3组",3203084355761,"无锡市国顺减速传动设备有限公司","高塍","交流10kV",250,250,25,0,0,0,0,0,0]
[543,"高耗能企业3组",3201700106298,"物资回收利用公司","高塍","交流10kV",100,0,0,0,0,0,0,0,0]
[544,"高耗能企业3组",3203083532624,"江苏宜德新材料科技有限公司","芳桥","交流10kV",3880,0,0,{"v":339.0077,"d":"339"},{"v":327.4524,"d":"327"},{"v":273.4308,"d":"273"},{"v":339.0077,"d":"339"},{"v":327.4524,"d":"327"},{"v":273.4308,"d":"273"}]
[545,"高耗能企业3组",3203083911947,"无锡久赫来金属管业有限公司","芳桥","交流10kV",2400,2400,240,{"v":157.46,"d":"157"},{"v":159.2075,"d":"159"},{"v":105.4349,"d":"105"},0,0,0]
[546,"高耗能企业3组",3203083166380,"江苏明捷动力科技有限公司","芳桥","交流10kV",400,400,40,0,0,0,0,0,0]
[547,"高耗能企业3组",3203006010406,"方诺（宜兴）新材料科技有限公司","丁蜀","交流10kV",400,400,40,{"v":180.8569,"d":"181"},{"v":143.4754,"d":"143"},{"v":170.5754,"d":"171"},{"v":140.8569,"d":"141"},{"v":103.4754,"d":"103"},{"v":130.5754,"d":"131"}]
[548,"高耗能企业3组",3201110000418,"宜兴市和特科技有限公司","丁蜀","交流10kV",250,250,25,0,0,0,0,0,0]
[549,"高耗能企业3组",3201110010383,"宜兴市同华耐火材料厂（普通合伙）","丁蜀","交流10kV",200,200,20,{"v":98.9323,"d":"99"},{"v":111.3609,"d":"111"},{"v":57.4415,"d":"57"},{"v":78.9323,"d":"79"},{"v":91.3609,"d":"91"},{"v":37.4415,"d":"37"}]
[550,"高耗能企业3组",3201110015086,"宜兴市龙鼎陶瓷有限公司","丁蜀","交流10kV",160,160,16,{"v":84.6292,"d":"85"},{"v":82.6571,"d":"83"},{"v":25.4462,"d":"25"},{"v":68.6292,"d":"69"},{"v":66.6571,"d":"67"},{"v":9.4462,"d":"9"}]
[551,"高耗能企业3组",3201110015144,"宜兴市协鑫艺术品有限公司","丁蜀","交流10kV",250,250,25,{"v":126.207,"d":"126"},{"v":149.79,"d":"150"},{"v":47.9613,"d":"48"},{"v":101.207,"d":"101"},{"v":124.79,"d":"125"},{"v":22.9613,"d":"23"}]
[552,"高耗能企业3组",3201110019396,"宜兴市志盛陶瓷科技有限公司","丁蜀","交流10kV",200,200,20,{"v":44.6271,"d":"45"},{"v":45.7869,"d":"46"},{"v":24.1554,"d":"24"},{"v":24.6271,"d":"25"},{"v":25.7869,"d":"26"},{"v":4.1554,"d":"4"}]
[553,"高耗能企业3组",3201110019938,"江苏宜翔陶瓷科技有限公司","丁蜀","交流10kV",800,800,80,{"v":504.9846,"d":"505"},{"v":513.2143,"d":"513"},{"v":202.9077,"d":"203"},{"v":424.9846,"d":"425"},{"v":433.2143,"d":"433"},{"v":122.9077,"d":"123"}]
[554,"高耗能企业3组",3201110052218,"宜兴市晶煌陶瓷厂","丁蜀","交流10kV",200,200,20,{"v":2.0219,"d":"2"},{"v":1.9278,"d":"2"},{"v":1.7434,"d":"2"},0,0,0]
[555,"高耗能企业3组",3201110105423,"宜兴市宏大陶瓷有限公司","丁蜀","交流10kV",200,200,20,{"v":6.0107,"d":"6"},{"v":6.0347,"d":"6"},{"v":4.3361,"d":"4"},0,0,0]
[556,"高耗能企业3组",3201110108504,"无锡拜尔精密陶瓷有限公司","丁蜀","交流10kV",200,200,20,{"v":117.0438,"d":"117"},{"v":116.28,"d":"116"},{"v":27.0811,"d":"27"},{"v":97.0438,"d":"97"},{"v":96.28,"d":"96"},{"v":7.0811,"d":"7"}]
[557,"高耗能企业3组",3201110132037,"宜兴市彭博陶瓷有限公司","丁蜀","交流10kV",160,160,16,{"v":6.6265,"d":"7"},{"v":6.8931,"d":"7"},{"v":9.2992,"d":"9"},0,0,0]
[558,"高耗能企业3组",3201110132038,"宜兴市丁蜀镇龙头山耐火材料加工厂","丁蜀","交流10kV",200,200,20,{"v":17.1159,"d":"17"},{"v":37.3759,"d":"37"},{"v":1.6545,"d":"2"},0,{"v":17.3759,"d":"17"},0]
[559,"高耗能企业3组",3201110163118,"宜兴王子制陶有限公司","丁蜀","交流10kV",1430,1430,143,{"v":543.4154,"d":"543"},{"v":512.5313,"d":"513"},{"v":272.3077,"d":"272"},{"v":400.4154,"d":"400"},{"v":369.5313,"d":"370"},{"v":129.3077,"d":"129"}]
[560,"高耗能企业3组",3201110167662,"宜兴市乾坤陶瓷有限公司","丁蜀","交流10kV",160,160,16,{"v":27.0265,"d":"27"},{"v":22.4026,"d":"22"},{"v":18.6292,"d":"19"},{"v":11.0265,"d":"11"},{"v":6.4026,"d":"6"},{"v":2.6292,"d":"3"}]
[561,"高耗能企业3组",3201110167686,"宜兴市丁蜀镇原料加工厂","丁蜀","交流10kV",315,0,0,0,0,0,0,0,0]
[562,"高耗能企业3组",3201110168873,"宜兴市东方窑炉材料有限公司","丁蜀","交流10kV",200,200,20,{"v":63.3569,"d":"63"},{"v":61.3323,"d":"61"},{"v":43.7,"d":"44"},{"v":43.3569,"d":"43"},{"v":41.3323,"d":"41"},{"v":23.7,"d":"24"}]
[563,"高耗能企业3组",3201110194301,"宜兴市城创建筑陶瓷科技有限公司","丁蜀","交流10kV",250,0,0,0,0,0,0,0,0]
[564,"高耗能企业3组",3201110283489,"宜兴市金利电器瓷件厂","丁蜀","交流10kV",160,160,16,{"v":68.2723,"d":"68"},{"v":56.2831,"d":"56"},{"v":14.6355,"d":"15"},{"v":52.2723,"d":"52"},{"v":40.2831,"d":"40"},0]
[565,"高耗能企业3组",3201110364213,"宜兴市华源焊接设备有限公司","丁蜀","交流10kV",200,200,20,{"v":37.67,"d":"38"},{"v":38.5281,"d":"39"},{"v":20.9278,"d":"21"},{"v":17.67,"d":"18"},{"v":18.5281,"d":"19"},{"v":0.927800000000001,"d":"1"}]
[566,"高耗能企业3组",3201110395441,"宜兴市隆昌耐火材料有限公司","丁蜀","交流10kV",400,400,40,{"v":151.2203,"d":"151"},{"v":144.804,"d":"145"},{"v":33.1631,"d":"33"},{"v":111.2203,"d":"111"},{"v":104.804,"d":"105"},0]
[567,"高耗能企业3组",3201110403495,"宜兴市胜达耐火陶瓷有限公司","丁蜀","交流10kV",160,160,16,{"v":100.4923,"d":"100"},{"v":99.3215,"d":"99"},{"v":88.9385,"d":"89"},{"v":84.4923,"d":"84"},{"v":83.3215,"d":"83"},{"v":72.9385,"d":"73"}]
[568,"高耗能企业3组",3201110403496,"宜兴市九鼎精密陶瓷厂","丁蜀","交流10kV",250,250,25,{"v":177.7366,"d":"178"},{"v":167.3926,"d":"167"},{"v":118.9767,"d":"119"},{"v":152.7366,"d":"153"},{"v":142.3926,"d":"142"},{"v":93.9767,"d":"94"}]
[569,"高耗能企业3组",3201110405930,"宜兴市振达金属制品有限公司","丁蜀","交流10kV",250,250,25,{"v":33.4243,"d":"33"},{"v":32.7467,"d":"33"},{"v":5.9868,"d":"6"},{"v":8.4243,"d":"8"},{"v":7.7467,"d":"8"},0]
[570,"高耗能企业3组",3201110405936,"宜兴市天韵陶瓷有限公司","丁蜀","交流10kV",200,200,20,{"v":57.5407,"d":"58"},{"v":57.3042,"d":"57"},{"v":12.5168,"d":"13"},{"v":37.5407,"d":"38"},{"v":37.3042,"d":"37"},0]
[571,"高耗能企业3组",3201110412050,"宜兴摩根热陶瓷有限公司","丁蜀","交流10kV",250,250,25,{"v":15.2094,"d":"15"},{"v":14.5872,"d":"15"},{"v":7.6782,"d":"8"},0,0,0]
[572,"高耗能企业3组",3201110412057,"宜兴市兴源瓷业有限公司","丁蜀","交流10kV",250,250,25,{"v":154.7541,"d":"155"},{"v":154.8492,"d":"155"},{"v":100.9746,"d":"101"},{"v":129.7541,"d":"130"},{"v":129.8492,"d":"130"},{"v":75.9746,"d":"76"}]
[573,"高耗能企业3组",3201110431029,"宜兴市华邦陶瓷有限公司","丁蜀","交流10kV",315,315,{"v":31.5,"d":"32"},{"v":61.6422,"d":"62"},{"v":59.7938,"d":"60"},{"v":35.1985,"d":"35"},{"v":30.1422,"d":"30"},{"v":28.2938,"d":"28"},{"v":3.6985,"d":"4"}]
[574,"高耗能企业3组",3201110450546,"宜兴市富润德陶瓷有限公司","丁蜀","交流10kV",315,315,{"v":31.5,"d":"32"},{"v":120.2406,"d":"120"},{"v":109.4108,"d":"109"},{"v":19.56,"d":"20"},{"v":88.7406,"d":"89"},{"v":77.9108,"d":"78"},0]
[575,"高耗能企业3组",3201110457033,"江苏中正耐火材料有限公司","丁蜀","交流10kV",250,250,25,0,0,{"v":4.28,"d":"4"},0,0,0]
[576,"高耗能企业3组",3201110469406,"宜兴市昆仑工业陶瓷制造有限公司","丁蜀","交流10kV",250,250,25,{"v":22.6455,"d":"23"},{"v":30.2471,"d":"30"},{"v":24.9311,"d":"25"},0,{"v":5.2471,"d":"5"},0]
[577,"高耗能企业3组",3201110469409,"宜兴市诺一陶瓷有限公司","丁蜀","交流10kV",200,200,20,{"v":0.7643,"d":"1"},{"v":0.7468,"d":"1"},{"v":0.9675,"d":"1"},0,0,0]
[578,"高耗能企业3组",3201110505853,"宜兴市贝特弗兰特种陶瓷有限公司","丁蜀","交流10kV",250,250,25,{"v":202.7188,"d":"203"},{"v":186.5,"d":"187"},{"v":202.7188,"d":"203"},{"v":177.7188,"d":"178"},{"v":161.5,"d":"162"},{"v":177.7188,"d":"178"}]
[579,"高耗能企业3组",3201110520531,"宜兴市国美炉具科技有限公司","丁蜀","交流10kV",400,250,25,{"v":61.7483,"d":"62"},{"v":42.9686,"d":"43"},{"v":20.5298,"d":"21"},{"v":36.7483,"d":"37"},{"v":17.9686,"d":"18"},0]
[580,"高耗能企业3组",3201110524230,"宜兴市锦铭陶瓷工艺厂","丁蜀","交流10kV",160,160,16,{"v":0.0968,"d":"0"},{"v":0.0249,"d":"0"},{"v":2.9165,"d":"3"},0,0,0]
[581,"高耗能企业3组",3201110546192,"宜兴市兴旺耐火陶瓷材料厂","丁蜀","交流10kV",200,200,20,{"v":19.6868,"d":"20"},{"v":24.088,"d":"24"},{"v":13.0803,"d":"13"},0,{"v":4.088,"d":"4"},0]
[582,"高耗能企业3组",3201110575034,"宜兴市小马预制构件厂","丁蜀","交流10kV",250,250,25,{"v":66.7595,"d":"67"},{"v":59.4137,"d":"59"},{"v":9.0846,"d":"9"},{"v":41.7595,"d":"42"},{"v":34.4137,"d":"34"},0]
[583,"高耗能企业3组",3201110579831,"宜兴市丁蜀镇广林建筑材料厂","丁蜀","交流10kV",160,160,16,0,0,0,0,0,0]
[584,"高耗能企业3组",3201110640335,"宜兴市金氏炉料衬里材料厂","丁蜀","交流10kV",200,200,20,{"v":68.4,"d":"68"},{"v":71.1813,"d":"71"},{"v":10.8243,"d":"11"},{"v":48.4,"d":"48"},{"v":51.1813,"d":"51"},0]
[585,"高耗能企业3组",3201110640434,"宜兴市东南耐火材料厂","丁蜀","交流10kV",200,200,20,{"v":19.6231,"d":"20"},{"v":20.2306,"d":"20"},{"v":70.4142,"d":"70"},0,{"v":0.230599999999999,"d":"0"},{"v":50.4142,"d":"50"}]
[586,"高耗能企业3组",3201110640435,"宜兴市鸿艺陶瓷有限公司","丁蜀","交流10kV",315,315,{"v":31.5,"d":"32"},0,0,0,0,0,0]
[587,"高耗能企业3组",3201110641242,"宜兴市鸿业瓷件有限公司","丁蜀","交流10kV",250,250,25,{"v":48.2381,"d":"48"},{"v":39.5867,"d":"40"},{"v":10.6312,"d":"11"},{"v":23.2381,"d":"23"},{"v":14.5867,"d":"15"},0]
[588,"高耗能企业3组",3201110641243,"宜兴市玲珑工艺陶瓷厂","丁蜀","交流10kV",200,200,20,0,0,0,0,0,0]
[589,"高耗能企业3组",3201110728905,"无锡远舟陶瓷有限公司","丁蜀","交流10kV",200,0,0,{"v":0.0085,"d":"0"},0,0,{"v":0.0085,"d":"0"},0,0]
[590,"高耗能企业3组",3201110735225,"宜兴市生鑫陶瓷工艺厂","丁蜀","交流10kV",160,160,16,{"v":7.4061,"d":"7"},{"v":7.8467,"d":"8"},{"v":5.594,"d":"6"},0,0,0]
[591,"高耗能企业3组",3201110897955,"宜兴国华耐火陶瓷有限公司","丁蜀","交流10kV",250,250,25,{"v":109.6769,"d":"110"},{"v":101.9047,"d":"102"},{"v":45.6622,"d":"46"},{"v":84.6769,"d":"85"},{"v":76.9047,"d":"77"},{"v":20.6622,"d":"21"}]
[592,"高耗能企业3组",3201110973140,"宜兴市科达陶瓷电器有限公司","丁蜀","交流10kV",500,500,50,{"v":179.4208,"d":"179"},{"v":176.0433,"d":"176"},{"v":144.8077,"d":"145"},{"v":129.4208,"d":"129"},{"v":126.0433,"d":"126"},{"v":94.8077,"d":"95"}]
[593,"高耗能企业3组",3201111075352,"宜兴市丁蜀镇陶城金属瓷件厂","丁蜀","交流10kV",160,160,16,{"v":8.5186,"d":"9"},{"v":9.1637,"d":"9"},{"v":36.5586,"d":"37"},0,0,{"v":20.5586,"d":"21"}]
[594,"高耗能企业3组",3201111087733,"宜兴市天翔耐火陶瓷有限公司","丁蜀","交流10kV",200,200,20,{"v":94.7138,"d":"95"},{"v":98.4609,"d":"98"},{"v":22.1154,"d":"22"},{"v":74.7138,"d":"75"},{"v":78.4609,"d":"78"},{"v":2.1154,"d":"2"}]
[595,"高耗能企业3组",3201111121834,"宜兴市海宇耐火材料有限公司","丁蜀","交流10kV",250,250,25,{"v":6.4557,"d":"6"},{"v":9.393,"d":"9"},{"v":69.8302,"d":"70"},0,0,{"v":44.8302,"d":"45"}]
[596,"高耗能企业3组",3201111122225,"宜兴市华嘉耐火电瓷材料有限公司","丁蜀","交流10kV",250,250,25,{"v":50.4769,"d":"50"},{"v":38.881,"d":"39"},{"v":24.4448,"d":"24"},{"v":25.4769,"d":"25"},{"v":13.881,"d":"14"},0]
[597,"高耗能企业3组",3201111140969,"宜兴市美思特陶瓷有限公司","丁蜀","交流10kV",315,250,25,{"v":95.7523,"d":"96"},{"v":92.8531,"d":"93"},{"v":37.3892,"d":"37"},{"v":70.7523,"d":"71"},{"v":67.8531,"d":"68"},{"v":12.3892,"d":"12"}]
[598,"高耗能企业3组",3201111157733,"宜兴市今旺科技有限公司","丁蜀","交流10kV",250,0,0,0,0,0,0,0,0]
[599,"高耗能企业3组",3201111311633,"宜兴方杰窑炉耐火材料厂","丁蜀","交流10kV",250,250,25,{"v":34.9062,"d":"35"},{"v":39.8615,"d":"40"},{"v":32.0431,"d":"32"},{"v":9.9062,"d":"10"},{"v":14.8615,"d":"15"},{"v":7.0431,"d":"7"}]
[600,"高耗能企业3组",3201111317933,"宜兴市丁蜀镇文宇陶瓷工艺厂","丁蜀","交流10kV",1400,400,40,{"v":89.3908,"d":"89"},{"v":83.8892,"d":"84"},{"v":78.0554,"d":"78"},{"v":49.3908,"d":"49"},{"v":43.8892,"d":"44"},{"v":38.0554,"d":"38"}]
[601,"高耗能企业3组",3201111331242,"宜兴市鑫马陶瓷有限公司","丁蜀","交流10kV",200,200,20,0,0,0,0,0,0]
[602,"高耗能企业3组",3201111337916,"江苏和田科技材料有限公司","丁蜀","交流10kV",1600,1600,160,{"v":158.3969,"d":"158"},{"v":160.3411,"d":"160"},{"v":86.8769,"d":"87"},0,{"v":0.341100000000012,"d":"0"},0]
[603,"高耗能企业3组",3201111364557,"宜兴市南泰陶瓷管壳厂","丁蜀","交流10kV",500,250,25,{"v":101.1105,"d":"101"},{"v":88.5803,"d":"89"},{"v":56.6123,"d":"57"},{"v":76.1105,"d":"76"},{"v":63.5803,"d":"64"},{"v":31.6123,"d":"32"}]
[604,"高耗能企业3组",3201111419636,"宜兴市优利特电器元件有限公司","丁蜀","交流10kV",250,250,25,{"v":85.0569,"d":"85"},{"v":76.5092,"d":"77"},{"v":125.4631,"d":"125"},{"v":60.0569,"d":"60"},{"v":51.5092,"d":"52"},{"v":100.4631,"d":"100"}]
[605,"高耗能企业3组",3201111433633,"江苏国窑科技有限公司","丁蜀","交流10kV",250,250,25,{"v":33.8686,"d":"34"},{"v":23.9586,"d":"24"},{"v":14.6169,"d":"15"},{"v":8.8686,"d":"9"},0,0]
[606,"高耗能企业3组",3201111451933,"无锡市陶都电力器件厂","丁蜀","交流10kV",400,400,40,{"v":234.8844,"d":"235"},{"v":263.4,"d":"263"},{"v":59.3969,"d":"59"},{"v":194.8844,"d":"195"},{"v":223.4,"d":"223"},{"v":19.3969,"d":"19"}]
[607,"高耗能企业3组",3201111452034,"宜兴市陶都电瓷厂（普通合伙）","丁蜀","交流10kV",315,315,{"v":31.5,"d":"32"},{"v":74.8612,"d":"75"},{"v":73.7151,"d":"74"},{"v":34.3215,"d":"34"},{"v":43.3612,"d":"43"},{"v":42.2151,"d":"42"},{"v":2.8215,"d":"3"}]
[608,"高耗能企业3组",3201111485667,"宜兴市富泰瓷业有限公司","丁蜀","交流10kV",250,250,25,0,0,0,0,0,0]
[609,"高耗能企业3组",3201111485669,"宜兴市飞盛工业陶瓷厂","丁蜀","交流10kV",160,160,16,{"v":73.702,"d":"74"},{"v":74.9616,"d":"75"},{"v":50.2515,"d":"50"},{"v":57.702,"d":"58"},{"v":58.9616,"d":"59"},{"v":34.2515,"d":"34"}]
[610,"高耗能企业3组",3201111485672,"宜兴市腾全艺灿建筑材料有限公司","丁蜀","交流10kV",250,250,25,{"v":30.918,"d":"31"},{"v":20.1595,"d":"20"},{"v":9.9185,"d":"10"},{"v":5.918,"d":"6"},0,0]
[611,"高耗能企业3组",3201111511642,"宜兴市恒源塑业有限公司","丁蜀","交流10kV",400,250,25,{"v":73.4365,"d":"73"},{"v":78.2857,"d":"78"},{"v":64.9391,"d":"65"},{"v":48.4365,"d":"48"},{"v":53.2857,"d":"53"},{"v":39.9391,"d":"40"}]
[612,"高耗能企业3组",3201111514433,"江苏国豪耐火科技有限公司","丁蜀","交流10kV",400,400,40,{"v":77.8513,"d":"78"},{"v":69.5718,"d":"70"},{"v":40.0355,"d":"40"},{"v":37.8513,"d":"38"},{"v":29.5718,"d":"30"},{"v":0.035499999999999,"d":"0"}]
[613,"高耗能企业3组",3201111557133,"宜兴市古风陶瓷有限公司","丁蜀","交流10kV",200,200,20,{"v":43.08,"d":"43"},{"v":33.4688,"d":"33"},{"v":27.737,"d":"28"},{"v":23.08,"d":"23"},{"v":13.4688,"d":"13"},{"v":7.737,"d":"8"}]
[614,"高耗能企业3组",3201111557235,"宜兴市光峰陶瓷有限公司","丁蜀","交流10kV",250,250,25,{"v":127.6,"d":"128"},{"v":125.5892,"d":"126"},{"v":100.8415,"d":"101"},{"v":102.6,"d":"103"},{"v":100.5892,"d":"101"},{"v":75.8415,"d":"76"}]
[615,"高耗能企业3组",3201111643633,"宜兴市银龙建筑陶瓷厂","丁蜀","交流10kV",200,200,20,{"v":1.4303,"d":"1"},{"v":1.4863,"d":"1"},{"v":0.8351,"d":"1"},0,0,0]
[616,"高耗能企业3组",3201111643634,"宜兴市远舟耐材有限公司","丁蜀","交流10kV",250,250,25,{"v":51.398,"d":"51"},{"v":58.8511,"d":"59"},{"v":4.4898,"d":"4"},{"v":26.398,"d":"26"},{"v":33.8511,"d":"34"},0]
[617,"高耗能企业3组",3201111643635,"宜兴市金川陶瓷有限公司","丁蜀","交流10kV",200,200,20,{"v":79.6683,"d":"80"},{"v":73.2871,"d":"73"},{"v":80.0328,"d":"80"},{"v":59.6683,"d":"60"},{"v":53.2871,"d":"53"},{"v":60.0328,"d":"60"}]
[618,"高耗能企业3组",3201111692735,"宜兴市宏磊耐火原料有限公司","丁蜀","交流10kV",250,250,25,{"v":18.1665,"d":"18"},{"v":22.5057,"d":"23"},{"v":5.3665,"d":"5"},0,0,0]
[619,"高耗能企业3组",3201111693436,"宜兴市新世界陶瓷有限公司","丁蜀","交流10kV",160,160,16,{"v":36.3528,"d":"36"},{"v":40.35,"d":"40"},{"v":27.0553,"d":"27"},{"v":20.3528,"d":"20"},{"v":24.35,"d":"24"},{"v":11.0553,"d":"11"}]
[620,"高耗能企业3组",3201111694442,"宜兴市丁蜀镇悦通陶瓷厂","丁蜀","交流10kV",200,200,20,{"v":84.3938,"d":"84"},{"v":76.4785,"d":"76"},{"v":67.3,"d":"67"},{"v":64.3938,"d":"64"},{"v":56.4785,"d":"56"},{"v":47.3,"d":"47"}]
[621,"高耗能企业3组",3201111796742,"宜兴市金石鼎神力陶瓷厂","丁蜀","交流10kV",250,250,25,{"v":91.7985,"d":"92"},{"v":89.7262,"d":"90"},{"v":54.9369,"d":"55"},{"v":66.7985,"d":"67"},{"v":64.7262,"d":"65"},{"v":29.9369,"d":"30"}]
[622,"高耗能企业3组",3201111812037,"宜兴市远方陶业有限公司","丁蜀","交流10kV",250,250,25,{"v":4.2035,"d":"4"},{"v":23.1365,"d":"23"},{"v":0.2998,"d":"0"},0,0,0]
[623,"高耗能企业3组",3201111924654,"无锡市顺芳建设科技有限公司","丁蜀","交流10kV",160,160,16,{"v":24.9429,"d":"25"},{"v":20.6473,"d":"21"},{"v":10.4404,"d":"10"},{"v":8.9429,"d":"9"},{"v":4.6473,"d":"5"},0]
[624,"高耗能企业3组",3201111989638,"宜兴市秦氏工艺陶瓷厂","丁蜀","交流10kV",160,160,16,{"v":6.2544,"d":"6"},{"v":5.8134,"d":"6"},{"v":18.1044,"d":"18"},0,0,{"v":2.1044,"d":"2"}]
[625,"高耗能企业3组",3201112050653,"宜兴市佳锋特种陶瓷厂","丁蜀","交流10kV",250,250,25,{"v":44.3984,"d":"44"},{"v":45.9631,"d":"46"},{"v":29.0138,"d":"29"},{"v":19.3984,"d":"19"},{"v":20.9631,"d":"21"},{"v":4.0138,"d":"4"}]
[626,"高耗能企业3组",3201112123642,"江苏恒耐杰旭工业陶瓷有限公司","丁蜀","交流10kV",4850,1250,125,{"v":502.8,"d":"503"},{"v":500.9836,"d":"501"},{"v":323.629,"d":"324"},{"v":377.8,"d":"378"},{"v":375.9836,"d":"376"},{"v":198.629,"d":"199"}]
[627,"高耗能企业3组",3201112241234,"宜兴市创新陶瓷有限公司","丁蜀","交流10kV",315,315,{"v":31.5,"d":"32"},{"v":130.5271,"d":"131"},{"v":126.879,"d":"127"},{"v":63.6164,"d":"64"},{"v":99.0271,"d":"99"},{"v":95.379,"d":"95"},{"v":32.1164,"d":"32"}]
[628,"高耗能企业3组",3201112398336,"宜兴市亚盛特种陶瓷有限公司","丁蜀","交流10kV",250,250,25,{"v":90.2802,"d":"90"},{"v":78.3917,"d":"78"},{"v":35.7938,"d":"36"},{"v":65.2802,"d":"65"},{"v":53.3917,"d":"53"},{"v":10.7938,"d":"11"}]
[629,"高耗能企业3组",3201112484635,"宜兴市顺达陶瓷电力管壳有限公司","丁蜀","交流10kV",500,500,50,{"v":181.2286,"d":"181"},{"v":159.875,"d":"160"},{"v":90.5641,"d":"91"},{"v":131.2286,"d":"131"},{"v":109.875,"d":"110"},{"v":40.5641,"d":"41"}]
[630,"高耗能企业3组",3201112484638,"宜兴市潜丰建筑材料厂（普通合伙）","丁蜀","交流10kV",250,250,25,{"v":32.1215,"d":"32"},{"v":36.2828,"d":"36"},{"v":44.6218,"d":"45"},{"v":7.1215,"d":"7"},{"v":11.2828,"d":"11"},{"v":19.6218,"d":"20"}]
[631,"高耗能企业3组",3201112584633,"中耐控股集团有限公司","丁蜀","交流10kV",2000,1200,120,{"v":247.4769,"d":"247"},{"v":256.2462,"d":"256"},{"v":340.9077,"d":"341"},{"v":127.4769,"d":"127"},{"v":136.2462,"d":"136"},{"v":220.9077,"d":"221"}]
[632,"高耗能企业3组",3201112585333,"宜兴市盛行工艺陶瓷厂","丁蜀","交流10kV",250,250,25,{"v":55.8589,"d":"56"},{"v":53.7335,"d":"54"},{"v":32.2311,"d":"32"},{"v":30.8589,"d":"31"},{"v":28.7335,"d":"29"},{"v":7.2311,"d":"7"}]
[633,"高耗能企业3组",3201112711033,"无锡远能耐火材料有限公司","丁蜀","交流10kV",250,250,25,{"v":60.2448,"d":"60"},{"v":57.2485,"d":"57"},{"v":9.7421,"d":"10"},{"v":35.2448,"d":"35"},{"v":32.2485,"d":"32"},0]
[634,"高耗能企业3组",3201112887534,"宜兴华宝陶瓷科技有限公司","丁蜀","交流10kV",500,500,50,{"v":126.6786,"d":"127"},{"v":130.0235,"d":"130"},{"v":66.2708,"d":"66"},{"v":76.6786,"d":"77"},{"v":80.0235,"d":"80"},{"v":16.2708,"d":"16"}]
[635,"高耗能企业3组",3201113094206,"宜兴市威特陶瓷有限公司","丁蜀","交流10kV",200,200,20,{"v":62.3016,"d":"62"},{"v":57.5526,"d":"58"},{"v":23.6969,"d":"24"},{"v":42.3016,"d":"42"},{"v":37.5526,"d":"38"},{"v":3.6969,"d":"4"}]
[636,"高耗能企业3组",3201113165935,"宜兴市易人陶瓷有限公司","丁蜀","交流10kV",160,160,16,{"v":36.8941,"d":"37"},{"v":40.0455,"d":"40"},{"v":25.1877,"d":"25"},{"v":20.8941,"d":"21"},{"v":24.0455,"d":"24"},{"v":9.1877,"d":"9"}]
[637,"高耗能企业3组",3201113174133,"宜兴市锦铭陶瓷工艺厂","丁蜀","交流10kV",200,200,20,{"v":0.3725,"d":"0"},{"v":0.3791,"d":"0"},{"v":0.792,"d":"1"},0,0,0]
[638,"高耗能企业3组",3201113198835,"宜兴市佳宝陶瓷原料研究所","丁蜀","交流10kV",200,200,20,{"v":10.4875,"d":"10"},{"v":14.468,"d":"14"},{"v":11.4145,"d":"11"},0,0,0]
[639,"高耗能企业3组",3201113217136,"宜兴市工艺美术陶瓷有限公司","丁蜀","交流10kV",250,250,25,{"v":53.0662,"d":"53"},{"v":54.5292,"d":"55"},{"v":44.1585,"d":"44"},{"v":28.0662,"d":"28"},{"v":29.5292,"d":"30"},{"v":19.1585,"d":"19"}]
[640,"高耗能企业3组",3201113228243,"宜兴市黄龙源陶瓷有限公司","丁蜀","交流10kV",80,80,8,{"v":7.4962,"d":"7"},{"v":9.9592,"d":"10"},{"v":1.5315,"d":"2"},0,{"v":1.9592,"d":"2"},0]
[641,"高耗能企业3组",3201113235108,"江苏顺星耐火科技有限公司","丁蜀","交流10kV",250,250,25,{"v":32.0698,"d":"32"},{"v":31.1153,"d":"31"},{"v":7.5023,"d":"8"},{"v":7.0698,"d":"7"},{"v":6.1153,"d":"6"},0]
[642,"高耗能企业3组",3201113237144,"宜兴市伟忠陶瓷有限公司","丁蜀","交流10kV",250,250,25,{"v":149.4314,"d":"149"},{"v":139.9111,"d":"140"},{"v":122.12,"d":"122"},{"v":124.4314,"d":"124"},{"v":114.9111,"d":"115"},{"v":97.12,"d":"97"}]
[643,"高耗能企业3组",3201113239917,"宜兴市铭洲耐火材料有限公司","丁蜀","交流10kV",400,400,40,{"v":1.7965,"d":"2"},{"v":1.0087,"d":"1"},{"v":83.3961,"d":"83"},0,0,{"v":43.3961,"d":"43"}]
[644,"高耗能企业3组",3201113331584,"江苏威航节能科技有限公司","丁蜀","交流10kV",250,250,25,{"v":16.1203,"d":"16"},{"v":17.805,"d":"18"},{"v":2.6029,"d":"3"},0,0,0]
[645,"高耗能企业3组",3201113346833,"宜兴市民间紫砂有限公司","丁蜀","交流10kV",50,50,5,{"v":10.6748,"d":"11"},{"v":7.99,"d":"8"},{"v":8.4023,"d":"8"},{"v":5.6748,"d":"6"},{"v":2.99,"d":"3"},{"v":3.4023,"d":"3"}]
[646,"高耗能企业3组",3201113367346,"宜兴市宜刚迪纳科技有限公司","丁蜀","交流10kV",800,0,0,0,0,0,0,0,0]
[647,"高耗能企业3组",3201113375344,"宜兴市晨阳冶金材料有限公司","丁蜀","交流10kV",250,0,0,0,0,0,0,0,0]
[648,"高耗能企业3组",3201113377869,"宜兴市方城耐火材料研究所","丁蜀","交流10kV",200,200,20,{"v":1.6764,"d":"2"},{"v":1.228,"d":"1"},{"v":7.097,"d":"7"},0,0,0]
[649,"高耗能企业3组",3201113397462,"宜兴市丰钰杰陶瓷科技有限公司","丁蜀","交流10kV",200,200,20,{"v":70.9092,"d":"71"},{"v":69.7219,"d":"70"},{"v":46.8,"d":"47"},{"v":50.9092,"d":"51"},{"v":49.7219,"d":"50"},{"v":26.8,"d":"27"}]
[650,"高耗能企业3组",3201113444744,"宜兴市正发陶瓷厂(普通合伙)","丁蜀","交流10kV",200,200,20,{"v":15.9549,"d":"16"},{"v":22.4117,"d":"22"},{"v":24.2255,"d":"24"},0,{"v":2.4117,"d":"2"},{"v":4.2255,"d":"4"}]
[651,"高耗能企业3组",3201113461014,"宜兴市鼎诚建筑陶瓷有限公司","丁蜀","交流10kV",500,500,50,{"v":45.5754,"d":"46"},{"v":52.1892,"d":"52"},{"v":31.4877,"d":"31"},0,{"v":2.1892,"d":"2"},0]
[652,"高耗能企业3组",3201113477756,"宜兴市华科新型陶瓷耐火有限公司","丁蜀","交流10kV",250,250,25,{"v":133.025,"d":"133"},{"v":137.2769,"d":"137"},{"v":124.4234,"d":"124"},{"v":108.025,"d":"108"},{"v":112.2769,"d":"112"},{"v":99.4234,"d":"99"}]
[653,"高耗能企业3组",3201113487446,"宜兴市锦龙陶瓷有限公司","丁蜀","交流10kV",500,500,50,{"v":124.1219,"d":"124"},{"v":147.2446,"d":"147"},{"v":69.0516,"d":"69"},{"v":74.1219,"d":"74"},{"v":97.2446,"d":"97"},{"v":19.0516,"d":"19"}]
[654,"高耗能企业3组",3201113525220,"宜兴市军龙物资有限公司","丁蜀","交流10kV",200,200,20,{"v":26.4077,"d":"26"},{"v":42.845,"d":"43"},{"v":4.3149,"d":"4"},{"v":6.4077,"d":"6"},{"v":22.845,"d":"23"},0]
[655,"高耗能企业3组",3201113525522,"宜兴市海科耐火材料制品有限公司","丁蜀","交流10kV",250,250,25,{"v":52.35,"d":"52"},{"v":63.2565,"d":"63"},{"v":37.05,"d":"37"},{"v":27.35,"d":"27"},{"v":38.2565,"d":"38"},{"v":12.05,"d":"12"}]
[656,"高耗能企业3组",3201113528519,"宜兴市丁蜀镇双腾陶瓷厂","丁蜀","交流10kV",200,200,20,{"v":89.4926,"d":"89"},{"v":97.0091,"d":"97"},{"v":58.1,"d":"58"},{"v":69.4926,"d":"69"},{"v":77.0091,"d":"77"},{"v":38.1,"d":"38"}]
[657,"高耗能企业3组",3201113538043,"宜兴市炜华合金材料有限公司","丁蜀","交流10kV",880,630,63,{"v":232.6169,"d":"233"},{"v":232.8031,"d":"233"},{"v":206.9446,"d":"207"},{"v":169.6169,"d":"170"},{"v":169.8031,"d":"170"},{"v":143.9446,"d":"144"}]
[658,"高耗能企业3组",3201113549245,"宜兴王子制陶有限公司","丁蜀","交流10kV",1600,1600,160,{"v":676.75,"d":"677"},{"v":658.1548,"d":"658"},{"v":187.0317,"d":"187"},{"v":516.75,"d":"517"},{"v":498.1548,"d":"498"},{"v":27.0317,"d":"27"}]
[659,"高耗能企业3组",3201113553066,"宜兴市锦泰耐火材料有限公司","丁蜀","交流10kV",250,250,25,{"v":88.3153,"d":"88"},{"v":83.2964,"d":"83"},{"v":22.4,"d":"22"},{"v":63.3153,"d":"63"},{"v":58.2964,"d":"58"},0]
[660,"高耗能企业3组",3201113563561,"宜兴市华夏节能科技有限公司","丁蜀","交流10kV",250,250,25,{"v":16.023,"d":"16"},{"v":12.6989,"d":"13"},{"v":11.1914,"d":"11"},0,0,0]
[661,"高耗能企业3组",3201113579643,"宜兴市华元耐火材料厂","丁蜀","交流10kV",250,250,25,{"v":23.0708,"d":"23"},{"v":18.46,"d":"18"},{"v":146.9622,"d":"147"},0,0,{"v":121.9622,"d":"122"}]
[662,"高耗能企业3组",3201113601952,"宜兴市宏图精磨陶瓷厂","丁蜀","交流10kV",250,250,25,{"v":141.1062,"d":"141"},{"v":141.6077,"d":"142"},{"v":68.34,"d":"68"},{"v":116.1062,"d":"116"},{"v":116.6077,"d":"117"},{"v":43.34,"d":"43"}]
[663,"高耗能企业3组",3201113602165,"宜兴市运博科技有限公司","丁蜀","交流10kV",250,250,25,{"v":35.218,"d":"35"},{"v":29.5953,"d":"30"},{"v":15.7575,"d":"16"},{"v":10.218,"d":"10"},{"v":4.5953,"d":"5"},0]
[664,"高耗能企业3组",3201113607245,"宜兴市恒陶建材有限公司","丁蜀","交流10kV",500,500,50,{"v":85.3704,"d":"85"},{"v":76.3522,"d":"76"},{"v":84.1128,"d":"84"},{"v":35.3704,"d":"35"},{"v":26.3522,"d":"26"},{"v":34.1128,"d":"34"}]
[665,"高耗能企业3组",3201113651313,"宜兴市陶醉江湖陶瓷有限公司","丁蜀","交流10kV",200,200,20,{"v":6.4946,"d":"6"},{"v":6.7288,"d":"7"},{"v":7.8152,"d":"8"},0,0,0]
[666,"高耗能企业3组",3201113700559,"宜兴市宏伟建材有限公司","丁蜀","交流10kV",200,200,20,{"v":8.1891,"d":"8"},{"v":31.0053,"d":"31"},{"v":2.92,"d":"3"},0,{"v":11.0053,"d":"11"},0]
[667,"高耗能企业3组",3201113720343,"宜兴市三乡陶瓷有限公司","丁蜀","交流10kV",200,200,20,{"v":74.8077,"d":"75"},{"v":64.7538,"d":"65"},{"v":20.5138,"d":"21"},{"v":54.8077,"d":"55"},{"v":44.7538,"d":"45"},{"v":0.5138,"d":"1"}]
[668,"高耗能企业3组",3201113728557,"宜兴市冠宇陶瓷有限公司","丁蜀","交流10kV",315,315,{"v":31.5,"d":"32"},{"v":178.7656,"d":"179"},{"v":177.3281,"d":"177"},{"v":162.2031,"d":"162"},{"v":147.2656,"d":"147"},{"v":145.8281,"d":"146"},{"v":130.7031,"d":"131"}]
[669,"高耗能企业3组",3201113750787,"宜兴市至正陶瓷有限公司","丁蜀","交流10kV",500,500,50,{"v":80.0015,"d":"80"},{"v":70.3696,"d":"70"},{"v":26.2657,"d":"26"},{"v":30.0015,"d":"30"},{"v":20.3696,"d":"20"},0]
[670,"高耗能企业3组",3201113772938,"无锡艾索来特耐火科技有限公司","丁蜀","交流10kV",400,400,40,{"v":205.1769,"d":"205"},{"v":213.7677,"d":"214"},{"v":199.3846,"d":"199"},{"v":165.1769,"d":"165"},{"v":173.7677,"d":"174"},{"v":159.3846,"d":"159"}]
[671,"高耗能企业3组",3201113779814,"江苏天藏地酒陶瓷有限公司","丁蜀","交流10kV",500,500,50,{"v":199.8923,"d":"200"},{"v":91.9097,"d":"92"},{"v":78.8323,"d":"79"},{"v":149.8923,"d":"150"},{"v":41.9097,"d":"42"},{"v":28.8323,"d":"29"}]
[672,"高耗能企业3组",3201113796148,"宜兴市悟宜陶瓷科技有限公司","丁蜀","交流10kV",250,250,25,{"v":25.3909,"d":"25"},{"v":21.1,"d":"21"},{"v":18.452,"d":"18"},{"v":0.390899999999998,"d":"0"},0,0]
[673,"高耗能企业3组",3201113796154,"宜兴市正大特种瓷件有限公司","丁蜀","交流10kV",250,250,25,0,0,0,0,0,0]
[674,"高耗能企业3组",3201113797146,"宜兴市冠铭特种陶瓷科技有限公司","丁蜀","交流10kV",315,315,{"v":31.5,"d":"32"},{"v":238.3231,"d":"238"},{"v":229.5077,"d":"230"},{"v":160.2656,"d":"160"},{"v":206.8231,"d":"207"},{"v":198.0077,"d":"198"},{"v":128.7656,"d":"129"}]
[675,"高耗能企业3组",3201113807107,"宜兴市龙冠陶瓷有限公司","丁蜀","交流10kV",250,250,25,{"v":52.3723,"d":"52"},{"v":69.6108,"d":"70"},{"v":21.2,"d":"21"},{"v":27.3723,"d":"27"},{"v":44.6108,"d":"45"},0]
[676,"高耗能企业3组",3201113822053,"宜兴市华中陶瓷厂","丁蜀","交流10kV",500,500,50,{"v":69.6892,"d":"70"},{"v":66.5781,"d":"67"},{"v":27.3766,"d":"27"},{"v":19.6892,"d":"20"},{"v":16.5781,"d":"17"},0]
[677,"高耗能企业3组",3201113833908,"宜兴市华井科技有限公司","丁蜀","交流10kV",630,630,63,{"v":67.4483,"d":"67"},{"v":82.5305,"d":"83"},{"v":57.84,"d":"58"},{"v":4.4483,"d":"4"},{"v":19.5305,"d":"20"},0]
[678,"高耗能企业3组",3201113866371,"宜兴市丁蜀绝热陶瓷厂有限公司","丁蜀","交流10kV",250,250,25,{"v":21.6489,"d":"22"},{"v":38.581,"d":"39"},{"v":15.2329,"d":"15"},0,{"v":13.581,"d":"14"},0]
[679,"高耗能企业3组",3201113904614,"宜兴市科艺电子瓷件厂","丁蜀","交流10kV",250,250,25,{"v":76.5359,"d":"77"},{"v":75.6385,"d":"76"},{"v":64.34,"d":"64"},{"v":51.5359,"d":"52"},{"v":50.6385,"d":"51"},{"v":39.34,"d":"39"}]
[680,"高耗能企业3组",3201113945623,"江苏省陶瓷研究所有限公司","丁蜀","交流10kV",1680,1050,105,{"v":450.919,"d":"451"},{"v":366.5742,"d":"367"},{"v":623.7963,"d":"624"},{"v":345.919,"d":"346"},{"v":261.5742,"d":"262"},{"v":518.7963,"d":"519"}]
[681,"高耗能企业3组",3201113990242,"宜兴市三爵彩陶研究所","丁蜀","交流10kV",250,250,25,{"v":7.868,"d":"8"},{"v":10.3083,"d":"10"},{"v":13.3702,"d":"13"},0,0,0]
[682,"高耗能企业3组",3201114002004,"宜兴市方飞炭素有限公司","丁蜀","交流10kV",250,250,25,{"v":12.0317,"d":"12"},{"v":43.1167,"d":"43"},{"v":2.0445,"d":"2"},0,{"v":18.1167,"d":"18"},0]
[683,"高耗能企业3组",3201114005805,"宜兴市丁蜀美术陶瓷耐火厂（普通合伙）","丁蜀","交流10kV",250,250,25,{"v":16.4195,"d":"16"},{"v":19.3631,"d":"19"},{"v":8.6119,"d":"9"},0,0,0]
[684,"高耗能企业3组",3201114008402,"宜兴奕安陶瓷有限公司","丁蜀","交流10kV",500,500,50,{"v":94.1156,"d":"94"},{"v":69.55,"d":"70"},{"v":85.4831,"d":"85"},{"v":44.1156,"d":"44"},{"v":19.55,"d":"20"},{"v":35.4831,"d":"35"}]
[685,"高耗能企业3组",3201114015376,"宜兴市鼎冠珠光云母材料厂（普通合伙）","丁蜀","交流10kV",250,250,25,0,0,0,0,0,0]
[686,"高耗能企业3组",3201114104523,"宜兴市成宏化工建材厂","丁蜀","交流10kV",250,250,25,{"v":15.7091,"d":"16"},{"v":21.4034,"d":"21"},0,0,0,0]
[687,"高耗能企业3组",3201114112597,"宜兴市金发陶瓷有限公司","丁蜀","交流10kV",250,250,25,{"v":6.1228,"d":"6"},{"v":4.9305,"d":"5"},{"v":8.2872,"d":"8"},0,0,0]
[688,"高耗能企业3组",3201114113139,"宜兴市超越耐火制品厂（普通合伙）","丁蜀","交流10kV",250,250,25,{"v":7.252,"d":"7"},{"v":5.7471,"d":"6"},{"v":1.9063,"d":"2"},0,0,0]
[689,"高耗能企业3组",3201114149351,"宜兴市安鹏陶瓷有限公司","丁蜀","交流10kV",250,250,25,{"v":21.6075,"d":"22"},{"v":20.8163,"d":"21"},{"v":87.4881,"d":"87"},0,0,{"v":62.4881,"d":"62"}]
[690,"高耗能企业3组",3201114164800,"江苏金石研磨有限公司","丁蜀","交流10kV",4800,4800,480,0,0,0,0,0,0]
[691,"高耗能企业3组",3201114189970,"宜兴博林非金属耐火材料厂","丁蜀","交流10kV",250,250,25,{"v":0.9482,"d":"1"},{"v":1.3949,"d":"1"},{"v":1.9981,"d":"2"},0,0,0]
[692,"高耗能企业3组",3201114192932,"宜兴市科力耐火材料有限公司","丁蜀","交流10kV",250,250,25,{"v":7.8827,"d":"8"},{"v":16.6876,"d":"17"},{"v":49.8493,"d":"50"},0,0,{"v":24.8493,"d":"25"}]
[693,"高耗能企业3组",3201114267972,"宜兴市恒电耐火材料有限公司","丁蜀","交流10kV",250,250,25,{"v":9.9289,"d":"10"},{"v":4.7075,"d":"5"},{"v":30.5428,"d":"31"},0,0,{"v":5.5428,"d":"6"}]
[694,"高耗能企业3组",3201114267998,"江苏君耀耐磨耐火材料有限公司","丁蜀","交流10kV",250,250,25,{"v":14.3378,"d":"14"},{"v":12.5198,"d":"13"},{"v":1.8768,"d":"2"},0,0,0]
[695,"高耗能企业3组",3201114270512,"江苏圣德热陶瓷科技有限公司","丁蜀","交流10kV",250,250,25,{"v":26.1011,"d":"26"},{"v":34.94,"d":"35"},{"v":20.7345,"d":"21"},{"v":1.1011,"d":"1"},{"v":9.94,"d":"10"},0]
[696,"高耗能企业3组",3201114307054,"宜兴市双庙紫砂陶瓷专业合作社","丁蜀","交流10kV",250,250,25,0,0,0,0,0,0]
[697,"高耗能企业3组",3201114307057,"宜兴市盛超装饰墙地砖厂","丁蜀","交流10kV",250,250,25,{"v":1.1408,"d":"1"},{"v":1.4636,"d":"1"},{"v":0.9708,"d":"1"},0,0,0]
[698,"高耗能企业3组",3201114361630,"宜兴市城创建筑陶瓷科技有限公司","丁蜀","交流10kV",500,500,50,{"v":102.5394,"d":"103"},{"v":118.7546,"d":"119"},{"v":100.6022,"d":"101"},{"v":52.5394,"d":"53"},{"v":68.7546,"d":"69"},{"v":50.6022,"d":"51"}]
[699,"高耗能企业3组",3201114361634,"宜兴市远宏陶瓷耐火材料有限公司","丁蜀","交流10kV",250,250,25,{"v":1.29,"d":"1"},{"v":1.3662,"d":"1"},{"v":1.374,"d":"1"},0,0,0]
[700,"高耗能企业3组",3201114383898,"宜兴市飞鹰陶瓷科技有限公司","丁蜀","交流10kV",315,315,{"v":31.5,"d":"32"},{"v":227.6094,"d":"228"},{"v":222.8923,"d":"223"},{"v":206.8154,"d":"207"},{"v":196.1094,"d":"196"},{"v":191.3923,"d":"191"},{"v":175.3154,"d":"175"}]
[701,"高耗能企业3组",3201114383933,"宜兴市宏泰特种陶瓷有限公司","丁蜀","交流10kV",250,250,25,{"v":58.3957,"d":"58"},{"v":59.3391,"d":"59"},{"v":33.8255,"d":"34"},{"v":33.3957,"d":"33"},{"v":34.3391,"d":"34"},{"v":8.8255,"d":"9"}]
[702,"高耗能企业3组",3201114408407,"宜兴市志泰陶瓷科技有限公司","丁蜀","交流10kV",250,250,25,{"v":37.9589,"d":"38"},{"v":36.1797,"d":"36"},{"v":12.3037,"d":"12"},{"v":12.9589,"d":"13"},{"v":11.1797,"d":"11"},0]
[703,"高耗能企业3组",3201114410902,"宜兴普康陶瓷有限公司","丁蜀","交流10kV",250,250,25,{"v":81.0603,"d":"81"},{"v":80.8292,"d":"81"},{"v":64.7506,"d":"65"},{"v":56.0603,"d":"56"},{"v":55.8292,"d":"56"},{"v":39.7506,"d":"40"}]
[704,"高耗能企业3组",3201114424237,"江苏琪稼新材料科技有限公司","丁蜀","交流10kV",1250,1250,125,{"v":396.9821,"d":"397"},398,{"v":354.3,"d":"354"},{"v":271.9821,"d":"272"},273,{"v":229.3,"d":"229"}]
[705,"高耗能企业3组",3201114437283,"宜兴市得力陶瓷科技有限公司","丁蜀","交流10kV",250,250,25,{"v":20.8074,"d":"21"},{"v":16.8598,"d":"17"},{"v":14.8898,"d":"15"},0,0,0]
[706,"高耗能企业3组",3201114439053,"宜兴市宏宇建筑陶瓷厂","丁蜀","交流10kV",160,160,16,{"v":3.9171,"d":"4"},{"v":10.7064,"d":"11"},{"v":6.1635,"d":"6"},0,0,0]
[707,"高耗能企业3组",3201114461183,"无锡市陶都电力器件厂","丁蜀","交流10kV",250,250,25,{"v":14.1595,"d":"14"},{"v":12.9152,"d":"13"},{"v":10.8246,"d":"11"},0,0,0]
[708,"高耗能企业3组",3201114483187,"宜兴市瑞龙陶瓷有限公司","丁蜀","交流10kV",250,250,25,{"v":8.4358,"d":"8"},{"v":4.3065,"d":"4"},{"v":15.1489,"d":"15"},0,0,0]
[709,"高耗能企业3组",3201114506942,"宜兴市俊达工艺陶瓷厂","丁蜀","交流10kV",250,250,25,{"v":45.5368,"d":"46"},{"v":52.9597,"d":"53"},{"v":40.4048,"d":"40"},{"v":20.5368,"d":"21"},{"v":27.9597,"d":"28"},{"v":15.4048,"d":"15"}]
[710,"高耗能企业3组",3201114521019,"宜兴市豪泰耐火科技有限公司","丁蜀","交流10kV",315,315,{"v":31.5,"d":"32"},{"v":9.4039,"d":"9"},{"v":105.416,"d":"105"},{"v":85.8535,"d":"86"},0,{"v":73.916,"d":"74"},{"v":54.3535,"d":"54"}]
[711,"高耗能企业3组",3201114522223,"宜兴市兆伟陶瓷厂","丁蜀","交流10kV",250,250,25,{"v":9.1805,"d":"9"},{"v":8.2043,"d":"8"},{"v":9.6886,"d":"10"},0,0,0]
[712,"高耗能企业3组",3201114528823,"宜兴市丁蜀镇永源炉用材料加工厂","丁蜀","交流10kV",250,250,25,{"v":1.3812,"d":"1"},{"v":1.4494,"d":"1"},{"v":0.1366,"d":"0"},0,0,0]
[713,"高耗能企业3组",3201114528848,"宜兴市胡煊陶瓷有限公司","丁蜀","交流10kV",250,250,25,{"v":8.93,"d":"9"},{"v":5.1822,"d":"5"},{"v":2.5748,"d":"3"},0,0,0]
[714,"高耗能企业3组",3201114552563,"宜兴市万丰陶瓷厂","丁蜀","交流10kV",200,200,20,{"v":26.7756,"d":"27"},{"v":26.4234,"d":"26"},{"v":16.5988,"d":"17"},{"v":6.7756,"d":"7"},{"v":6.4234,"d":"6"},0]
[715,"高耗能企业3组",3201114563337,"无锡元华水泥制品有限公司","丁蜀","交流10kV",250,250,25,{"v":20.0016,"d":"20"},{"v":20.7248,"d":"21"},{"v":13.0969,"d":"13"},0,0,0]
[716,"高耗能企业3组",3201114568775,"宜兴市潘氏陶瓷厂","丁蜀","交流10kV",250,250,25,{"v":0.2277,"d":"0"},{"v":0.1398,"d":"0"},{"v":3.1665,"d":"3"},0,0,0]
[717,"高耗能企业3组",3201114571471,"无锡市金州高温材料科技有限公司","丁蜀","交流10kV",250,250,25,{"v":38.3908,"d":"38"},{"v":18.567,"d":"19"},{"v":90.9532,"d":"91"},{"v":13.3908,"d":"13"},0,{"v":65.9532,"d":"66"}]
[718,"高耗能企业3组",3201114593352,"宜兴市丁蜀镇钧荣紫砂经营部","丁蜀","交流10kV",250,250,25,{"v":1.0657,"d":"1"},{"v":0.812,"d":"1"},{"v":7.5188,"d":"8"},0,0,0]
[719,"高耗能企业3组",3201114594684,"宜兴市裕华彩瓦厂洛涧分厂","丁蜀","交流10kV",250,250,25,{"v":36.7552,"d":"37"},{"v":37.016,"d":"37"},{"v":33.0446,"d":"33"},{"v":11.7552,"d":"12"},{"v":12.016,"d":"12"},{"v":8.0446,"d":"8"}]
[720,"高耗能企业3组",3201114595030,"宜兴市华荣特种陶瓷科技有限公司","丁蜀","交流10kV",400,400,40,{"v":281.1846,"d":"281"},{"v":274.4308,"d":"274"},{"v":226.1953,"d":"226"},{"v":241.1846,"d":"241"},{"v":234.4308,"d":"234"},{"v":186.1953,"d":"186"}]
[721,"高耗能企业3组",3201114601178,"无锡旷视陶瓷科技有限公司","丁蜀","交流10kV",250,250,25,{"v":51.5428,"d":"52"},{"v":47.3397,"d":"47"},{"v":9.7234,"d":"10"},{"v":26.5428,"d":"27"},{"v":22.3397,"d":"22"},0]
[722,"高耗能企业3组",3201114629131,"宜兴市东峰混凝土有限公司","丁蜀","交流10kV",800,800,80,{"v":278.6015,"d":"279"},{"v":321.8908,"d":"322"},{"v":109.9908,"d":"110"},{"v":198.6015,"d":"199"},{"v":241.8908,"d":"242"},{"v":29.9908,"d":"30"}]
[723,"高耗能企业3组",3201114657005,"宜兴市旭峰陶瓷研究所","丁蜀","交流10kV",250,250,25,{"v":83.6031,"d":"84"},{"v":78.4444,"d":"78"},{"v":37.8097,"d":"38"},{"v":58.6031,"d":"59"},{"v":53.4444,"d":"53"},{"v":12.8097,"d":"13"}]
[724,"高耗能企业3组",3201114659601,"宜兴市潜洛耐火电瓷厂","丁蜀","交流10kV",250,250,25,{"v":59.8831,"d":"60"},{"v":66.9138,"d":"67"},{"v":63.8338,"d":"64"},{"v":34.8831,"d":"35"},{"v":41.9138,"d":"42"},{"v":38.8338,"d":"39"}]
[725,"高耗能企业3组",3201114669835,"宜兴市森益陶瓷有限公司","丁蜀","交流10kV",250,250,25,{"v":17.6005,"d":"18"},{"v":13.5617,"d":"14"},{"v":4.0735,"d":"4"},0,0,0]
[726,"高耗能企业3组",3201114673225,"江苏卓新研磨科技有限公司","丁蜀","交流10kV",250,250,25,{"v":0.6591,"d":"1"},{"v":1.1792,"d":"1"},{"v":0.2848,"d":"0"},0,0,0]
[727,"高耗能企业3组",3201114681814,"宜兴市瑞成特种陶瓷有限公司","丁蜀","交流10kV",250,250,25,{"v":79.26,"d":"79"},{"v":77.208,"d":"77"},{"v":13.7465,"d":"14"},{"v":54.26,"d":"54"},{"v":52.208,"d":"52"},0]
[728,"高耗能企业3组",3201114707792,"宜兴市瑞弘耐火材料有限公司","丁蜀","交流10kV",500,500,50,{"v":99.5942,"d":"100"},{"v":100.81,"d":"101"},{"v":9.3857,"d":"9"},{"v":49.5942,"d":"50"},{"v":50.81,"d":"51"},0]
[729,"高耗能企业3组",3201114713751,"江苏顺星耐火科技有限公司","丁蜀","交流10kV",1000,1000,100,{"v":250.3206,"d":"250"},{"v":202.9453,"d":"203"},{"v":100.6692,"d":"101"},{"v":150.3206,"d":"150"},{"v":102.9453,"d":"103"},{"v":0.669200000000004,"d":"1"}]
[730,"高耗能企业3组",3201114757766,"宜兴市申兴科技有限公司","丁蜀","交流10kV",250,250,25,{"v":243.7969,"d":"244"},{"v":230.7656,"d":"231"},{"v":127.6723,"d":"128"},{"v":218.7969,"d":"219"},{"v":205.7656,"d":"206"},{"v":102.6723,"d":"103"}]
[731,"高耗能企业3组",3201114784384,"宜兴市大大瓷业有限公司","丁蜀","交流10kV",250,250,25,0,0,0,0,0,0]
[732,"高耗能企业3组",3201114796870,"江苏珉瑶陶业科技有限公司","丁蜀","交流10kV",250,250,25,{"v":18.9502,"d":"19"},{"v":22.1145,"d":"22"},{"v":9.9338,"d":"10"},0,0,0]
[733,"高耗能企业3组",3201114873970,"宜兴必方陶瓷科技有限公司","丁蜀","交流10kV",250,250,25,{"v":89.4758,"d":"89"},{"v":108.6774,"d":"109"},{"v":116.6935,"d":"117"},{"v":64.4758,"d":"64"},{"v":83.6774,"d":"84"},{"v":91.6935,"d":"92"}]
[734,"高耗能企业3组",3201114879502,"无锡市通耐炉料有限公司","丁蜀","交流10kV",250,250,25,{"v":8.1191,"d":"8"},{"v":5.0841,"d":"5"},{"v":1.7097,"d":"2"},0,0,0]
[735,"高耗能企业3组",3201114892170,"宜兴市皓宏陶瓷有限公司","丁蜀","交流10kV",250,250,25,{"v":18.1845,"d":"18"},{"v":17.2698,"d":"17"},{"v":3.6595,"d":"4"},0,0,0]
[736,"高耗能企业3组",3201700111398,"无锡市陶都电力器件厂","丁蜀","交流10kV",250,250,25,{"v":37.3877,"d":"37"},{"v":52.0357,"d":"52"},{"v":28.5015,"d":"29"},{"v":12.3877,"d":"12"},{"v":27.0357,"d":"27"},{"v":3.5015,"d":"4"}]
[737,"高耗能企业3组",3201700111401,"宜兴市宏明瓷业有限公司","丁蜀","交流10kV",160,160,16,{"v":36.1345,"d":"36"},{"v":40.7683,"d":"41"},{"v":15.8594,"d":"16"},{"v":20.1345,"d":"20"},{"v":24.7683,"d":"25"},0]
[738,"高耗能企业3组",3201700111402,"宜兴市建强耐火材料有限公司","丁蜀","交流10kV",100,100,10,{"v":13.5034,"d":"14"},{"v":11.0522,"d":"11"},{"v":8.4036,"d":"8"},{"v":3.5034,"d":"4"},{"v":1.0522,"d":"1"},0]
[739,"高耗能企业3组",3201700111403,"宜兴平方耐火材料有限公司","丁蜀","交流10kV",100,0,0,0,0,0,0,0,0]
[740,"高耗能企业3组",3201700111404,"宜兴华丰陶瓷有限公司","丁蜀","交流10kV",1630,1000,100,{"v":239.5246,"d":"240"},{"v":234.6385,"d":"235"},{"v":111.5138,"d":"112"},{"v":139.5246,"d":"140"},{"v":134.6385,"d":"135"},{"v":11.5138,"d":"12"}]
[741,"高耗能企业3组",3201700111408,"宜兴市鑫龙陶瓷厂","丁蜀","交流10kV",200,200,20,{"v":117.4531,"d":"117"},{"v":109.9422,"d":"110"},{"v":45.4682,"d":"45"},{"v":97.4531,"d":"97"},{"v":89.9422,"d":"90"},{"v":25.4682,"d":"25"}]
[742,"高耗能企业3组",3201700111409,"宜兴长隆陶瓷厂","丁蜀","交流10kV",200,200,20,{"v":32.4333,"d":"32"},{"v":33.3025,"d":"33"},{"v":16.4753,"d":"16"},{"v":12.4333,"d":"12"},{"v":13.3025,"d":"13"},0]
[743,"高耗能企业3组",3201700111410,"宜兴市登皇陶瓷厂","丁蜀","交流10kV",250,250,25,0,0,0,0,0,0]
[744,"高耗能企业3组",3201700111413,"宜兴市腾顺飞陶瓷厂","丁蜀","交流10kV",160,160,16,{"v":17.065,"d":"17"},{"v":10.3726,"d":"10"},{"v":8.0586,"d":"8"},{"v":1.065,"d":"1"},0,0]
[745,"高耗能企业3组",3201700111418,"宜兴市丁山建筑陶瓷厂有限公司","丁蜀","交流10kV",250,250,25,{"v":23.9862,"d":"24"},{"v":24.2489,"d":"24"},{"v":8.9061,"d":"9"},0,0,0]
[746,"高耗能企业3组",3201700111425,"宜兴杜塞拉姆工程陶瓷有限公司","丁蜀","交流10kV",400,400,40,{"v":157.9127,"d":"158"},{"v":146.6238,"d":"147"},{"v":53.55,"d":"54"},{"v":117.9127,"d":"118"},{"v":106.6238,"d":"107"},{"v":13.55,"d":"14"}]
[747,"高耗能企业3组",3201700111431,"宜兴万壶陶艺有限公司","丁蜀","交流10kV",160,0,0,0,0,0,0,0,0]
[748,"高耗能企业3组",3201700111438,"宜兴市海波瑞思陶瓷科技有限公司","丁蜀","交流10kV",80,80,8,{"v":8.9646,"d":"9"},{"v":13.2203,"d":"13"},{"v":13.1723,"d":"13"},{"v":0.964600000000001,"d":"1"},{"v":5.2203,"d":"5"},{"v":5.1723,"d":"5"}]
[749,"高耗能企业3组",3201700111440,"宜兴市竞成琉璃瓦厂","丁蜀","交流10kV",200,200,20,{"v":5.014,"d":"5"},{"v":7.8742,"d":"8"},{"v":11.1584,"d":"11"},0,0,0]
[750,"高耗能企业3组",3201700111442,"宜兴市宝山建筑材料厂","丁蜀","交流10kV",160,160,16,{"v":22.1691,"d":"22"},{"v":20.9415,"d":"21"},{"v":9.3818,"d":"9"},{"v":6.1691,"d":"6"},{"v":4.9415,"d":"5"},0]
[751,"高耗能企业3组",3201700111444,"宜兴市通达特种瓷件有限公司","丁蜀","交流10kV",250,250,25,{"v":39.5643,"d":"40"},{"v":40.5064,"d":"41"},{"v":39.0181,"d":"39"},{"v":14.5643,"d":"15"},{"v":15.5064,"d":"16"},{"v":14.0181,"d":"14"}]
[752,"高耗能企业3组",3201700111447,"宜兴市鸿兴陶业有限公司","丁蜀","交流10kV",160,160,16,{"v":23.4406,"d":"23"},{"v":27.3031,"d":"27"},{"v":22.7492,"d":"23"},{"v":7.4406,"d":"7"},{"v":11.3031,"d":"11"},{"v":6.7492,"d":"7"}]
[753,"高耗能企业3组",3201700111449,"宜兴市群鑫工艺陶瓷厂（普通合伙）","丁蜀","交流10kV",250,250,25,75,{"v":112.0662,"d":"112"},{"v":50.7046,"d":"51"},50,{"v":87.0662,"d":"87"},{"v":25.7046,"d":"26"}]
[754,"高耗能企业3组",3201700111452,"宜兴市高盛复合材料有限公司","丁蜀","交流10kV",250,250,25,{"v":14.1178,"d":"14"},{"v":20.6887,"d":"21"},{"v":30.6768,"d":"31"},0,0,{"v":5.6768,"d":"6"}]
[755,"高耗能企业3组",3201700111456,"宜兴市金鱼陶瓷有限公司","丁蜀","交流10kV",1800,1800,180,{"v":404.3742,"d":"404"},{"v":347.7597,"d":"348"},{"v":220.8129,"d":"221"},{"v":224.3742,"d":"224"},{"v":167.7597,"d":"168"},{"v":40.8129,"d":"41"}]
[756,"高耗能企业3组",3201700111460,"宜兴天霸非金属材料有限公司","丁蜀","交流10kV",200,200,20,{"v":13.0478,"d":"13"},{"v":9.7439,"d":"10"},{"v":3.7415,"d":"4"},0,0,0]
[757,"高耗能企业3组",3201700111461,"江苏铭百圣耐火有限公司","丁蜀","交流10kV",500,500,50,{"v":88.2862,"d":"88"},{"v":90.5704,"d":"91"},{"v":61.4391,"d":"61"},{"v":38.2862,"d":"38"},{"v":40.5704,"d":"41"},{"v":11.4391,"d":"11"}]
[758,"高耗能企业3组",3201700111468,"宜兴市腾龙陶瓷厂","丁蜀","交流10kV",160,160,16,{"v":15.598,"d":"16"},{"v":12.5702,"d":"13"},{"v":8.8943,"d":"9"},0,0,0]
[759,"高耗能企业3组",3201700111471,"宜兴市财龙陶瓷厂","丁蜀","交流10kV",100,100,10,{"v":19.5546,"d":"20"},{"v":43.525,"d":"44"},{"v":14.3208,"d":"14"},{"v":9.5546,"d":"10"},{"v":33.525,"d":"34"},{"v":4.3208,"d":"4"}]
[760,"高耗能企业3组",3201700111472,"无锡扬燕建材有限公司","丁蜀","交流10kV",200,200,20,{"v":30.0079,"d":"30"},{"v":26.8874,"d":"27"},{"v":5.4178,"d":"5"},{"v":10.0079,"d":"10"},{"v":6.8874,"d":"7"},0]
[761,"高耗能企业3组",3201700111475,"宜兴市锦宏园林绿化工程有限公司","丁蜀","交流10kV",1250,250,25,{"v":59.7492,"d":"60"},{"v":59.9975,"d":"60"},{"v":4.1085,"d":"4"},{"v":34.7492,"d":"35"},{"v":34.9975,"d":"35"},0]
[762,"高耗能企业3组",3201700111476,"宜兴市江源炉料有限公司","丁蜀","交流10kV",50,50,5,{"v":3.7275,"d":"4"},{"v":3.9392,"d":"4"},{"v":3.0166,"d":"3"},0,0,0]
[763,"高耗能企业3组",3201700111479,"江苏耐基炉衬有限公司","丁蜀","交流10kV",200,200,20,{"v":33.0642,"d":"33"},{"v":30.1412,"d":"30"},{"v":6.3511,"d":"6"},{"v":13.0642,"d":"13"},{"v":10.1412,"d":"10"},0]
[764,"高耗能企业3组",3201700111483,"宜兴市浦发陶瓷厂","丁蜀","交流10kV",250,250,25,{"v":4.5815,"d":"5"},{"v":3.9366,"d":"4"},{"v":1.5269,"d":"2"},0,0,0]
[765,"高耗能企业3组",3201700111492,"宜兴市远帆耐火材料加工厂","丁蜀","交流10kV",315,0,0,0,0,0,0,0,0]
[766,"高耗能企业3组",3201700111494,"宜兴市丁蜀画溪耐火陶瓷工艺厂","丁蜀","交流10kV",200,200,20,{"v":38.2552,"d":"38"},{"v":38.2621,"d":"38"},{"v":18.0661,"d":"18"},{"v":18.2552,"d":"18"},{"v":18.2621,"d":"18"},0]
[767,"高耗能企业3组",3201700111497,"无锡林丰陶瓷有限公司","丁蜀","交流10kV",250,250,25,{"v":50.0985,"d":"50"},{"v":36.1615,"d":"36"},{"v":15.8963,"d":"16"},{"v":25.0985,"d":"25"},{"v":11.1615,"d":"11"},0]
[768,"高耗能企业3组",3201700111500,"宜兴协莱特精密陶瓷有限公司","丁蜀","交流10kV",100,100,10,0,0,0,0,0,0]
[769,"高耗能企业3组",3201700111504,"宜兴唐汉制陶有限公司","丁蜀","交流10kV",160,160,16,{"v":22.2923,"d":"22"},{"v":24.008,"d":"24"},{"v":14.6772,"d":"15"},{"v":6.2923,"d":"6"},{"v":8.008,"d":"8"},0]
[770,"高耗能企业3组",3201700111515,"宜兴市清香益人陶瓷工艺厂","丁蜀","交流10kV",100,100,10,{"v":32.713,"d":"33"},{"v":35.8814,"d":"36"},{"v":17.0586,"d":"17"},{"v":22.713,"d":"23"},{"v":25.8814,"d":"26"},{"v":7.0586,"d":"7"}]
[771,"高耗能企业3组",3201700111523,"宜兴江南工艺陶瓷有限公司","丁蜀","交流10kV",160,160,16,0,0,0,0,0,0]
[772,"高耗能企业3组",3201700111524,"太平洋陶瓷(电)","丁蜀","交流10kV",160,160,16,{"v":10.1669,"d":"10"},{"v":10.4373,"d":"10"},{"v":10.4797,"d":"10"},0,0,0]
[773,"高耗能企业3组",3201700111532,"宜兴中创耐火材料有限公司","丁蜀","交流10kV",630,630,63,{"v":196.0046,"d":"196"},{"v":172.1453,"d":"172"},{"v":35.6328,"d":"36"},{"v":133.0046,"d":"133"},{"v":109.1453,"d":"109"},0]
[774,"高耗能企业3组",3201700111533,"宜兴市四方陶瓷有限公司","丁蜀","交流10kV",250,250,25,{"v":8.6708,"d":"9"},{"v":7.5035,"d":"8"},{"v":2.3813,"d":"2"},0,0,0]
[775,"高耗能企业3组",3201700111554,"无锡顺佳特种陶瓷有限公司","丁蜀","交流10kV",160,160,16,0,0,0,0,0,0]
[776,"高耗能企业3组",3201700111563,"宜兴市天乐陶瓷厂","丁蜀","交流10kV",200,200,20,{"v":47.7143,"d":"48"},{"v":44.6069,"d":"45"},{"v":25.4312,"d":"25"},{"v":27.7143,"d":"28"},{"v":24.6069,"d":"25"},{"v":5.4312,"d":"5"}]
[777,"高耗能企业3组",3201700111565,"宜兴陶瓷产业发展有限公司","丁蜀","交流10kV",250,250,25,{"v":59.3662,"d":"59"},{"v":55.8554,"d":"56"},{"v":7.1467,"d":"7"},{"v":34.3662,"d":"34"},{"v":30.8554,"d":"31"},0]
[778,"高耗能企业3组",3201700111568,"宜兴市远航新材料有限公司","丁蜀","交流10kV",200,0,0,0,0,0,0,0,0]
[779,"高耗能企业3组",3201700111571,"宜兴市天彩陶瓷厂","丁蜀","交流10kV",160,160,16,{"v":61.7703,"d":"62"},{"v":62.0615,"d":"62"},{"v":32.1473,"d":"32"},{"v":45.7703,"d":"46"},{"v":46.0615,"d":"46"},{"v":16.1473,"d":"16"}]
[780,"高耗能企业3组",3201700111572,"宜兴市金洲琉璃瓦厂","丁蜀","交流10kV",100,100,10,{"v":21.9775,"d":"22"},{"v":13.379,"d":"13"},{"v":9.014,"d":"9"},{"v":11.9775,"d":"12"},{"v":3.379,"d":"3"},0]
[781,"高耗能企业3组",3201700111573,"宜兴市宇球化工陶瓷有限公司","丁蜀","交流10kV",315,0,0,0,0,0,0,0,0]
[782,"高耗能企业3组",3201700111574,"宜兴市神州建筑陶瓷厂有限公司","丁蜀","交流10kV",315,0,0,{"v":35.502,"d":"36"},{"v":37.4339,"d":"37"},{"v":47.4395,"d":"47"},{"v":35.502,"d":"36"},{"v":37.4339,"d":"37"},{"v":47.4395,"d":"47"}]
[783,"高耗能企业3组",3201700111576,"宜兴市浒墅关耐火材料有限公司","丁蜀","交流10kV",315,315,{"v":31.5,"d":"32"},{"v":4.6506,"d":"5"},{"v":3.1748,"d":"3"},{"v":3.1245,"d":"3"},0,0,0]
[784,"高耗能企业3组",3201700111577,"宜兴市乐华建筑陶瓷厂（普通合伙）","丁蜀","交流10kV",500,500,50,{"v":28.3523,"d":"28"},{"v":42.0246,"d":"42"},{"v":19.8679,"d":"20"},0,0,0]
[785,"高耗能企业3组",3201700111581,"宜兴市俊武陶瓷有限公司","丁蜀","交流10kV",250,250,25,{"v":8.2392,"d":"8"},{"v":9.4797,"d":"9"},{"v":5.273,"d":"5"},0,0,0]
[786,"高耗能企业3组",3201700111582,"宜兴市梓园陶瓷有限公司","丁蜀","交流10kV",160,160,16,{"v":7.761,"d":"8"},{"v":8.2864,"d":"8"},{"v":8.925,"d":"9"},0,0,0]
[787,"高耗能企业3组",3201700111652,"宜兴炬宏陶瓷有限公司","丁蜀","交流10kV",315,250,25,{"v":28.1232,"d":"28"},{"v":26.0877,"d":"26"},{"v":13.4914,"d":"13"},{"v":3.1232,"d":"3"},{"v":1.0877,"d":"1"},0]
[788,"高耗能企业3组",3201700111670,"宜兴市欣乐陶陶瓷有限公司","丁蜀","交流10kV",160,160,16,{"v":4.2305,"d":"4"},{"v":4.0877,"d":"4"},{"v":2.4305,"d":"2"},0,0,0]
[789,"高耗能企业3组",3201700111672,"宜兴市中苏科技有限公司","丁蜀","交流10kV",160,160,16,{"v":60.94,"d":"61"},{"v":50.8391,"d":"51"},{"v":21.4222,"d":"21"},{"v":44.94,"d":"45"},{"v":34.8391,"d":"35"},{"v":5.4222,"d":"5"}]
[790,"高耗能企业3组",3201700111686,"江苏省宜兴彩陶工艺厂","丁蜀","交流10kV",2390,500,50,{"v":226.3594,"d":"226"},{"v":205.9846,"d":"206"},{"v":149.4531,"d":"149"},{"v":176.3594,"d":"176"},{"v":155.9846,"d":"156"},{"v":99.4531,"d":"99"}]
[791,"高耗能企业3组",3201700111697,"宜兴市源茂兴陶瓷有限公司","丁蜀","交流10kV",50,50,5,{"v":4.7751,"d":"5"},{"v":5.0125,"d":"5"},{"v":5.5539,"d":"6"},0,{"v":0.0125000000000002,"d":"0"},{"v":0.5539,"d":"1"}]
[792,"高耗能企业3组",3201700111698,"宜兴市敬云陶瓷原料有限公司","丁蜀","交流10kV",80,80,8,{"v":26.3277,"d":"26"},{"v":25.1938,"d":"25"},{"v":14.2183,"d":"14"},{"v":18.3277,"d":"18"},{"v":17.1938,"d":"17"},{"v":6.2183,"d":"6"}]
[793,"高耗能企业3组",3201700111713,"宜兴市碧玉青瓷有限公司","丁蜀","交流10kV",100,0,0,0,0,0,0,0,0]
[794,"高耗能企业3组",3201700111714,"宜兴市苏合陶业有限公司","丁蜀","交流10kV",160,160,16,{"v":25.0625,"d":"25"},{"v":32.9234,"d":"33"},{"v":15.3123,"d":"15"},{"v":9.0625,"d":"9"},{"v":16.9234,"d":"17"},0]
[795,"高耗能企业3组",3201700111716,"宜兴市泽峰耐火陶瓷有限公司","丁蜀","交流10kV",200,200,20,{"v":102.1446,"d":"102"},{"v":104.7446,"d":"105"},{"v":96.6892,"d":"97"},{"v":82.1446,"d":"82"},{"v":84.7446,"d":"85"},{"v":76.6892,"d":"77"}]
[796,"高耗能企业3组",3201700111720,"江苏宜兴精陶有限公司","丁蜀","交流10kV",800,800,80,{"v":93.1291,"d":"93"},{"v":106.2052,"d":"106"},{"v":186.0466,"d":"186"},{"v":13.1291,"d":"13"},{"v":26.2052,"d":"26"},{"v":106.0466,"d":"106"}]
[797,"高耗能企业3组",3201700111724,"宜兴金龙陶瓷科技有限公司","丁蜀","交流10kV",400,400,40,{"v":165.2938,"d":"165"},{"v":160.2969,"d":"160"},{"v":104.2862,"d":"104"},{"v":125.2938,"d":"125"},{"v":120.2969,"d":"120"},{"v":64.2862,"d":"64"}]
[798,"高耗能企业3组",3201700111728,"宜兴友邦陶瓷有限公司","丁蜀","交流10kV",800,800,80,{"v":136.6403,"d":"137"},{"v":130.7621,"d":"131"},{"v":99.7737,"d":"100"},{"v":56.6403,"d":"57"},{"v":50.7621,"d":"51"},{"v":19.7737,"d":"20"}]
[799,"高耗能企业3组",3201700111734,"碧玉陶瓷有限公司","丁蜀","交流10kV",200,200,20,{"v":14.3502,"d":"14"},{"v":14.3767,"d":"14"},{"v":6.7352,"d":"7"},0,0,0]
[800,"高耗能企业3组",3201700111735,"宜兴市瑞昌仿古陶瓷有限公司","丁蜀","交流10kV",100,100,10,{"v":14.4,"d":"14"},{"v":2.35,"d":"2"},{"v":2.6611,"d":"3"},{"v":4.4,"d":"4"},0,0]
[801,"高耗能企业3组",3201700111736,"宜兴市丁蜀镇美尼花盆厂","丁蜀","交流10kV",250,250,25,{"v":38.9161,"d":"39"},{"v":40.5175,"d":"41"},{"v":4.8819,"d":"5"},{"v":13.9161,"d":"14"},{"v":15.5175,"d":"16"},0]
[802,"高耗能企业3组",3201700111748,"宜兴市振家焊接陶瓷厂","丁蜀","交流10kV",100,0,0,0,0,0,0,0,0]
[803,"高耗能企业3组",3201700111750,"宜兴锦达陶艺有限公司","丁蜀","交流10kV",160,160,16,{"v":2.4529,"d":"2"},{"v":1.8509,"d":"2"},{"v":0.8285,"d":"1"},0,0,0]
[804,"高耗能企业3组",3201700111760,"江苏省宜兴非金属化工机械厂有限公司","丁蜀","交流10kV",4900,4900,490,{"v":685.6369,"d":"686"},{"v":647.7877,"d":"648"},{"v":778.2,"d":"778"},{"v":195.6369,"d":"196"},{"v":157.7877,"d":"158"},{"v":288.2,"d":"288"}]
[805,"高耗能企业3组",3201700111763,"宜兴市顺昌陶瓷厂有限公司","丁蜀","交流10kV",250,250,25,0,0,0,0,0,0]
[806,"高耗能企业3组",3201700112197,"宜兴市丁山陶瓷工艺厂(普通合伙)","丁蜀","交流10kV",80,80,8,{"v":4071.1112,"d":"4071"},{"v":3671.7634,"d":"3672"},{"v":2860.2032,"d":"2860"},{"v":4063.1112,"d":"4063"},{"v":3663.7634,"d":"3664"},{"v":2852.2032,"d":"2852"}]
[807,"高耗能企业3组",3201700112240,"宜兴市丁蜀镇头阳耐火陶瓷厂","丁蜀","交流10kV",200,200,20,{"v":22.25,"d":"22"},{"v":25.6207,"d":"26"},{"v":40.0569,"d":"40"},{"v":2.25,"d":"2"},{"v":5.6207,"d":"6"},{"v":20.0569,"d":"20"}]
[808,"高耗能企业3组",3201700112248,"宜兴市科奥金属陶瓷有限公司","丁蜀","交流10kV",250,250,25,{"v":19.4313,"d":"19"},{"v":24.0083,"d":"24"},{"v":18.3578,"d":"18"},0,0,0]
[809,"高耗能企业3组",3201700112251,"宜兴市华东工业陶瓷厂（普通合伙）","丁蜀","交流10kV",200,200,20,{"v":2.6301,"d":"3"},{"v":2.9595,"d":"3"},{"v":1.5974,"d":"2"},0,0,0]
[810,"高耗能企业3组",3201700112254,"宜兴市鸿峰高频瓷件厂（普通合伙）","丁蜀","交流10kV",400,400,40,{"v":126.1094,"d":"126"},{"v":112.8785,"d":"113"},{"v":60.1354,"d":"60"},{"v":86.1094,"d":"86"},{"v":72.8785,"d":"73"},{"v":20.1354,"d":"20"}]
[811,"高耗能企业3组",3201700112256,"宜兴市光明特种瓷件有限公司","丁蜀","交流10kV",200,200,20,{"v":132.8556,"d":"133"},161,{"v":112.6172,"d":"113"},{"v":112.8556,"d":"113"},141,{"v":92.6172,"d":"93"}]
[812,"高耗能企业3组",3201700112260,"宜兴市嘉诚陶瓷有限公司","丁蜀","交流10kV",80,80,8,0,0,0,0,0,0]
[813,"高耗能企业3组",3201700112272,"宜兴市昌东紫砂有限公司","丁蜀","交流10kV",250,250,25,{"v":13.2283,"d":"13"},{"v":11.0014,"d":"11"},{"v":6.5243,"d":"7"},0,0,0]
[814,"高耗能企业3组",3201700112273,"宜兴市富泰瓷业有限公司","丁蜀","交流10kV",160,160,16,0,0,0,0,0,0]
[815,"高耗能企业3组",3201700112351,"宜兴经济开发区太湖建筑陶瓷厂","丁蜀","交流10kV",160,160,16,{"v":14.3164,"d":"14"},{"v":13.9614,"d":"14"},{"v":5.4343,"d":"5"},0,0,0]
[816,"高耗能企业3组",3201700112352,"无锡名一烧烤炉科技有限公司","丁蜀","交流10kV",250,250,25,{"v":21.2564,"d":"21"},{"v":20.5494,"d":"21"},{"v":3.718,"d":"4"},0,0,0]
[817,"高耗能企业3组",3201700112434,"宜兴市星光工业陶瓷厂(普通合伙)","丁蜀","交流10kV",80,80,8,{"v":15.562,"d":"16"},{"v":17.1575,"d":"17"},{"v":16.6163,"d":"17"},{"v":7.562,"d":"8"},{"v":9.1575,"d":"9"},{"v":8.6163,"d":"9"}]
[818,"高耗能企业3组",3201700112472,"无锡市晨光耐火材料有限公司","丁蜀","交流10kV",630,630,63,{"v":377.339,"d":"377"},{"v":370.0317,"d":"370"},{"v":348.8161,"d":"349"},{"v":314.339,"d":"314"},{"v":307.0317,"d":"307"},{"v":285.8161,"d":"286"}]
[819,"高耗能企业3组",3201700112479,"宜兴市海龙建筑陶瓷厂","丁蜀","交流10kV",160,160,16,{"v":11.8049,"d":"12"},{"v":10.0471,"d":"10"},{"v":14.2403,"d":"14"},0,0,0]
[820,"高耗能企业3组",3201700112566,"宜兴市华邑特瓷业有限公司","丁蜀","交流10kV",315,315,{"v":31.5,"d":"32"},0,0,0,0,0,0]
[821,"高耗能企业3组",3201700113150,"宜兴市中海陶瓷有限公司","丁蜀","交流10kV",200,0,0,0,0,0,0,0,0]
[822,"高耗能企业3组",3201700113544,"宜兴市尧族青瓷工艺厂（普通合伙）","丁蜀","交流10kV",200,200,20,{"v":45.2769,"d":"45"},{"v":33.2615,"d":"33"},{"v":33.844,"d":"34"},{"v":25.2769,"d":"25"},{"v":13.2615,"d":"13"},{"v":13.844,"d":"14"}]
[823,"高耗能企业3组",3201700113705,"宜兴市鼎冠珠光云母材料厂（普通合伙）","丁蜀","交流10kV",250,250,25,{"v":10.1756,"d":"10"},{"v":51.8925,"d":"52"},{"v":31.4108,"d":"31"},0,{"v":26.8925,"d":"27"},{"v":6.4108,"d":"6"}]
[824,"高耗能企业3组",3201700116869,"宜兴新立业制陶有限公司","丁蜀","交流10kV",200,200,20,{"v":13.2248,"d":"13"},{"v":12.7409,"d":"13"},{"v":6.7806,"d":"7"},0,0,0]
[825,"高耗能企业3组",3201700116911,"宜兴市星光陶瓷有限公司","丁蜀","交流10kV",160,160,16,{"v":137.7292,"d":"138"},{"v":123.3206,"d":"123"},{"v":23.6349,"d":"24"},{"v":121.7292,"d":"122"},{"v":107.3206,"d":"107"},{"v":7.6349,"d":"8"}]
[826,"高耗能企业3组",3201700117194,"宜兴万宝陶业有限公司","丁蜀","交流10kV",80,80,8,{"v":13.5808,"d":"14"},{"v":10.5637,"d":"11"},{"v":14.4008,"d":"14"},{"v":5.5808,"d":"6"},{"v":2.5637,"d":"3"},{"v":6.4008,"d":"6"}]
[827,"高耗能企业3组",3201700117195,"摩根海登皇格技术陶瓷（无锡）有限公司","丁蜀","交流10kV",500,500,50,{"v":20.6357,"d":"21"},{"v":24.2991,"d":"24"},{"v":19.6871,"d":"20"},0,0,0]
[828,"高耗能企业3组",3201700118023,"宜兴市九荣特种陶瓷有限公司","丁蜀","交流10kV",2230,1600,160,{"v":339.3954,"d":"339"},{"v":300.9438,"d":"301"},{"v":448.4769,"d":"448"},{"v":179.3954,"d":"179"},{"v":140.9438,"d":"141"},{"v":288.4769,"d":"288"}]
[829,"高耗能企业3组",3201700118051,"无锡市诚信耐火陶瓷有限公司","丁蜀","交流10kV",400,400,40,{"v":189.7188,"d":"190"},{"v":191.7258,"d":"192"},{"v":91.9365,"d":"92"},{"v":149.7188,"d":"150"},{"v":151.7258,"d":"152"},{"v":51.9365,"d":"52"}]
[830,"高耗能企业3组",3201700118115,"宜兴市宜能陶瓷有限公司","丁蜀","交流10kV",250,250,25,{"v":88.4938,"d":"88"},{"v":78.7,"d":"79"},{"v":53.2892,"d":"53"},{"v":63.4938,"d":"63"},{"v":53.7,"d":"54"},{"v":28.2892,"d":"28"}]
[831,"高耗能企业3组",3201700118155,"宜兴市丁山天龙建筑陶瓷厂","丁蜀","交流10kV",200,200,20,{"v":19.9314,"d":"20"},{"v":17.0192,"d":"17"},{"v":19.0126,"d":"19"},0,0,0]
[832,"高耗能企业3组",3201700118206,"宜兴市天鹏瓷业有限公司","丁蜀","交流10kV",80,80,8,{"v":35.0655,"d":"35"},{"v":35.8556,"d":"36"},{"v":33.9982,"d":"34"},{"v":27.0655,"d":"27"},{"v":27.8556,"d":"28"},{"v":25.9982,"d":"26"}]
[833,"高耗能企业3组",3201700118217,"宜兴市鼎丰陶瓷有限公司","丁蜀","交流10kV",400,400,40,{"v":30.7903,"d":"31"},{"v":32.6841,"d":"33"},{"v":37.407,"d":"37"},0,0,0]
[834,"高耗能企业3组",3201700118247,"宜兴摩根热陶瓷有限公司","丁蜀","交流10kV",1880,1880,188,{"v":274.3508,"d":"274"},{"v":273.7375,"d":"274"},0,{"v":86.3508,"d":"86"},{"v":85.7375,"d":"86"},0]
[835,"高耗能企业3组",3201700120382,"江苏伊索科技有限公司","丁蜀","交流10kV",250,250,25,{"v":81.9928,"d":"82"},{"v":98.7281,"d":"99"},{"v":50.1174,"d":"50"},{"v":56.9928,"d":"57"},{"v":73.7281,"d":"74"},{"v":25.1174,"d":"25"}]
[836,"高耗能企业3组",3201700120393,"宜兴市轩达特种陶瓷厂(普通合伙)","丁蜀","交流10kV",80,80,8,{"v":59.7669,"d":"60"},{"v":59.3698,"d":"59"},{"v":6.4108,"d":"6"},{"v":51.7669,"d":"52"},{"v":51.3698,"d":"51"},0]
[837,"高耗能企业3组",3201700120505,"宜兴市明君制陶有限公司","丁蜀","交流10kV",400,400,40,{"v":99.4012,"d":"99"},{"v":121.1923,"d":"121"},{"v":111.9708,"d":"112"},{"v":59.4012,"d":"59"},{"v":81.1923,"d":"81"},{"v":71.9708,"d":"72"}]
[838,"高耗能企业3组",3201700120550,"宜兴市龙洲陶瓷厂（普通合伙）","丁蜀","交流10kV",200,200,20,{"v":27.2112,"d":"27"},{"v":32.4444,"d":"32"},{"v":15.2895,"d":"15"},{"v":7.2112,"d":"7"},{"v":12.4444,"d":"12"},0]
[839,"高耗能企业3组",3201700120551,"宜兴环球陶艺有限公司","丁蜀","交流10kV",160,160,16,{"v":38.1569,"d":"38"},{"v":29.6538,"d":"30"},{"v":18.4094,"d":"18"},{"v":22.1569,"d":"22"},{"v":13.6538,"d":"14"},{"v":2.4094,"d":"2"}]
[840,"高耗能企业3组",3201700124268,"台宜陶瓷（宜兴）有限公司","丁蜀","交流10kV",1880,1880,188,{"v":301.3613,"d":"301"},{"v":278.2706,"d":"278"},{"v":479.7778,"d":"480"},{"v":113.3613,"d":"113"},{"v":90.2706,"d":"90"},{"v":291.7778,"d":"292"}]
[841,"高耗能企业3组",3201700124421,"宜兴中村窑业有限公司","丁蜀","交流10kV",500,500,50,{"v":161.7547,"d":"162"},{"v":222.119,"d":"222"},{"v":33.0338,"d":"33"},{"v":111.7547,"d":"112"},{"v":172.119,"d":"172"},0]
[842,"高耗能企业3组",3201700124498,"江苏华窑光宇科技有限公司","丁蜀","交流10kV",500,250,25,{"v":60.9489,"d":"61"},{"v":70.0307,"d":"70"},{"v":37.4031,"d":"37"},{"v":35.9489,"d":"36"},{"v":45.0307,"d":"45"},{"v":12.4031,"d":"12"}]
[843,"高耗能企业3组",3201700124545,"宜兴自立新材料有限公司","丁蜀","交流10kV",1000,1000,100,{"v":127.02,"d":"127"},{"v":130.5263,"d":"131"},{"v":382.3817,"d":"382"},{"v":27.02,"d":"27"},{"v":30.5263,"d":"31"},{"v":282.3817,"d":"282"}]
[844,"高耗能企业3组",3201700124676,"江苏润鸿高温窑具有限公司","丁蜀","交流10kV",160,160,16,{"v":44.0169,"d":"44"},{"v":27.1995,"d":"27"},{"v":9.6497,"d":"10"},{"v":28.0169,"d":"28"},{"v":11.1995,"d":"11"},0]
[845,"高耗能企业3组",3201700125127,"宜兴市广瑞陶瓷厂","丁蜀","交流10kV",160,160,16,{"v":5.1651,"d":"5"},{"v":3.6386,"d":"4"},{"v":1.0089,"d":"1"},0,0,0]
[846,"高耗能企业3组",3201700125160,"宜兴兴贝耐火材料制品有限公司","丁蜀","交流10kV",200,200,20,{"v":44.5306,"d":"45"},{"v":50.3061,"d":"50"},{"v":9.3259,"d":"9"},{"v":24.5306,"d":"25"},{"v":30.3061,"d":"30"},0]
[847,"高耗能企业3组",3201700125322,"宜兴市彩阳陶瓷有限公司","丁蜀","交流10kV",80,80,8,0,0,0,0,0,0]
[848,"高耗能企业3组",3201700125346,"宜兴市蓝天玻陶材料有限公司","丁蜀","交流10kV",2230,630,63,{"v":127.1446,"d":"127"},{"v":118.0457,"d":"118"},{"v":126.3108,"d":"126"},{"v":64.1446,"d":"64"},{"v":55.0457,"d":"55"},{"v":63.3108,"d":"63"}]
[849,"高耗能企业3组",3201700125370,"宜兴市晨鑫装饰材料厂","丁蜀","交流10kV",315,315,{"v":31.5,"d":"32"},{"v":12.2249,"d":"12"},{"v":14.2125,"d":"14"},{"v":41.0022,"d":"41"},0,0,{"v":9.5022,"d":"10"}]
[850,"高耗能企业3组",3201700125527,"宜兴市大璐装饰砖厂（普通合伙）","丁蜀","交流10kV",80,80,8,{"v":2.9238,"d":"3"},{"v":2.2983,"d":"2"},{"v":1.6871,"d":"2"},0,0,0]
[851,"高耗能企业3组",3201700125598,"宜兴天乙贵新材料有限公司","丁蜀","交流10kV",3850,2850,285,{"v":239.0082,"d":"239"},{"v":244.5152,"d":"245"},{"v":218.6855,"d":"219"},0,0,0]
[852,"高耗能企业3组",3201700125733,"宜兴市唯达瓷业有限公司","丁蜀","交流10kV",160,160,16,{"v":36.2258,"d":"36"},{"v":33.7358,"d":"34"},{"v":5.5248,"d":"6"},{"v":20.2258,"d":"20"},{"v":17.7358,"d":"18"},0]
[853,"高耗能企业3组",3201700126159,"宜兴市宜刚精密陶瓷有限公司","丁蜀","交流10kV",315,315,{"v":31.5,"d":"32"},{"v":163.2667,"d":"163"},{"v":150.5254,"d":"151"},{"v":113.9734,"d":"114"},{"v":131.7667,"d":"132"},{"v":119.0254,"d":"119"},{"v":82.4734,"d":"82"}]
[854,"高耗能企业3组",3201700126449,"宜兴市豪丰陶瓷有限公司","丁蜀","交流10kV",100,100,10,{"v":10.684,"d":"11"},{"v":10.2829,"d":"10"},{"v":17.1788,"d":"17"},{"v":0.683999999999999,"d":"1"},{"v":0.2829,"d":"0"},{"v":7.1788,"d":"7"}]
[855,"高耗能企业3组",3201700127378,"宜兴清荷堂制陶园艺有限公司","丁蜀","交流10kV",250,250,25,{"v":62.5506,"d":"63"},{"v":59.1095,"d":"59"},{"v":58.4283,"d":"58"},{"v":37.5506,"d":"38"},{"v":34.1095,"d":"34"},{"v":33.4283,"d":"33"}]
[856,"高耗能企业3组",3201700127434,"宜兴云海制陶有限公司","丁蜀","交流10kV",100,100,10,{"v":23.77,"d":"24"},{"v":20.237,"d":"20"},{"v":19.5021,"d":"20"},{"v":13.77,"d":"14"},{"v":10.237,"d":"10"},{"v":9.5021,"d":"10"}]
[857,"高耗能企业3组",3201700128129,"信亿（宜兴）陶瓷有限公司","丁蜀","交流10kV",1250,1250,125,{"v":225.4734,"d":"225"},{"v":167.8414,"d":"168"},{"v":356.629,"d":"357"},{"v":100.4734,"d":"100"},{"v":42.8414,"d":"43"},{"v":231.629,"d":"232"}]
[858,"高耗能企业3组",3201700128573,"宜兴市丁山耐火器材有限公司","丁蜀","交流10kV",2065,2065,{"v":206.5,"d":"207"},{"v":178.5338,"d":"179"},{"v":219.0123,"d":"219"},{"v":119.9892,"d":"120"},0,{"v":12.5123,"d":"13"},0]
[859,"高耗能企业3组",3201700129269,"宜兴市丁蜀镇景宏陶瓷厂","丁蜀","交流10kV",250,250,25,{"v":26.0471,"d":"26"},{"v":25.6089,"d":"26"},{"v":13.9658,"d":"14"},{"v":1.0471,"d":"1"},{"v":0.608899999999998,"d":"1"},0]
[860,"高耗能企业3组",3201700129861,"宜兴市东昊合金材料有限公司","丁蜀","交流10kV",250,250,25,0,0,0,0,0,0]
[861,"高耗能企业3组",3201700130005,"宜兴市科源特种陶瓷有限公司","丁蜀","交流10kV",250,250,25,{"v":44.7814,"d":"45"},{"v":43.2215,"d":"43"},{"v":25.3226,"d":"25"},{"v":19.7814,"d":"20"},{"v":18.2215,"d":"18"},{"v":0.322600000000001,"d":"0"}]
[862,"高耗能企业3组",3201700130072,"宜兴星航陶瓷有限公司","丁蜀","交流10kV",160,160,16,{"v":7.0371,"d":"7"},{"v":7.8466,"d":"8"},{"v":1.3573,"d":"1"},0,0,0]
[863,"高耗能企业3组",3201700130356,"宜兴市远帆耐火材料加工厂","丁蜀","交流10kV",315,315,{"v":31.5,"d":"32"},{"v":3.1379,"d":"3"},{"v":55.9406,"d":"56"},{"v":0.7078,"d":"1"},0,{"v":24.4406,"d":"24"},0]
[864,"高耗能企业3组",3201700130756,"宜兴新威利成耐火材料有限公司","丁蜀","交流10kV",1650,1600,160,{"v":566.4918,"d":"566"},{"v":528.2222,"d":"528"},{"v":431.5313,"d":"432"},{"v":406.4918,"d":"406"},{"v":368.2222,"d":"368"},{"v":271.5313,"d":"272"}]
[865,"高耗能企业3组",3201700130757,"宜兴新威利成稀土有限公司","丁蜀","交流10kV",4900,1250,125,{"v":203.9046,"d":"204"},{"v":390.1692,"d":"390"},{"v":40.5138,"d":"41"},{"v":78.9046,"d":"79"},{"v":265.1692,"d":"265"},0]
[866,"高耗能企业3组",3201700132827,"摩根海登皇格技术陶瓷（无锡）有限公司","丁蜀","交流10kV",1000,1000,100,{"v":337.1746,"d":"337"},{"v":323.3385,"d":"323"},{"v":283.2295,"d":"283"},{"v":237.1746,"d":"237"},{"v":223.3385,"d":"223"},{"v":183.2295,"d":"183"}]
[867,"高耗能企业3组",3201700132933,"无锡市宜刚耐火材料有限公司","丁蜀","交流10kV",400,400,40,{"v":154.0338,"d":"154"},{"v":140.1523,"d":"140"},{"v":15.8492,"d":"16"},{"v":114.0338,"d":"114"},{"v":100.1523,"d":"100"},0]
[868,"高耗能企业3组",3201700134149,"宜兴市双龙陶瓷有限公司","丁蜀","交流10kV",250,250,25,{"v":96.3677,"d":"96"},{"v":92.752,"d":"93"},0,{"v":71.3677,"d":"71"},{"v":67.752,"d":"68"},0]
[869,"高耗能企业3组",3201700134173,"宜兴市华能琉璃瓦厂","丁蜀","交流10kV",200,200,20,{"v":38.2659,"d":"38"},{"v":38.9067,"d":"39"},{"v":8.0747,"d":"8"},{"v":18.2659,"d":"18"},{"v":18.9067,"d":"19"},0]
[870,"高耗能企业3组",3201700134879,"宜兴陶源金龙琉璃瓦有限公司","丁蜀","交流10kV",1250,250,25,{"v":7.1769,"d":"7"},{"v":16.8667,"d":"17"},{"v":9.6833,"d":"10"},0,0,0]
[871,"高耗能企业3组",3201700135041,"宜兴市佳汇建陶有限公司","丁蜀","交流10kV",1880,630,63,{"v":11.0308,"d":"11"},{"v":9.9923,"d":"10"},{"v":11.6077,"d":"12"},0,0,0]
[872,"高耗能企业3组",3201700135132,"宜兴市丰峰陶瓷有限公司","丁蜀","交流10kV",315,315,{"v":31.5,"d":"32"},{"v":116.1446,"d":"116"},{"v":100.1615,"d":"100"},{"v":24.74,"d":"25"},{"v":84.6446,"d":"85"},{"v":68.6615,"d":"69"},0]
[873,"高耗能企业3组",3201700135438,"宜兴市方正陶艺厂（普通合伙）","丁蜀","交流10kV",250,250,25,{"v":28.4,"d":"28"},{"v":34.26,"d":"34"},{"v":39.175,"d":"39"},{"v":3.4,"d":"3"},{"v":9.26,"d":"9"},{"v":14.175,"d":"14"}]
[874,"高耗能企业3组",3201700136651,"宜兴市汉城陶瓷厂","丁蜀","交流10kV",160,160,16,{"v":2.5135,"d":"3"},{"v":4.658,"d":"5"},{"v":2.3155,"d":"2"},0,0,0]
[875,"高耗能企业3组",3201700136679,"江苏莫红新材料有限公司","丁蜀","交流10kV",2050,250,25,{"v":31.35,"d":"31"},{"v":29.8026,"d":"30"},{"v":6.13,"d":"6"},{"v":6.35,"d":"6"},{"v":4.8026,"d":"5"},0]
[876,"高耗能企业3组",3201700136809,"江苏腾世达新材料科技有限公司","丁蜀","交流10kV",1650,400,40,{"v":49.3406,"d":"49"},{"v":51.0185,"d":"51"},{"v":7.6615,"d":"8"},{"v":9.3406,"d":"9"},{"v":11.0185,"d":"11"},0]
[877,"高耗能企业3组",3201700137124,"宜兴市广龙特种陶瓷有限公司","丁蜀","交流10kV",200,200,20,0,0,0,0,0,0]
[878,"高耗能企业3组",3201700137709,"宜兴晨星陶瓷有限公司","丁蜀","交流10kV",630,630,63,0,0,0,0,0,0]
[879,"高耗能企业3组",3201700138030,"宜兴市超能瓷业有限公司","丁蜀","交流10kV",160,160,16,{"v":61.141,"d":"61"},{"v":48.6032,"d":"49"},{"v":10.0758,"d":"10"},{"v":45.141,"d":"45"},{"v":32.6032,"d":"33"},0]
[880,"高耗能企业3组",3201700138050,"宜兴市伟业陶瓷工艺厂","丁蜀","交流10kV",200,200,20,{"v":13.2473,"d":"13"},{"v":14.1713,"d":"14"},{"v":7.9187,"d":"8"},0,0,0]
[881,"高耗能企业3组",3201700138056,"宜兴市永鑫陶瓷有限公司","丁蜀","交流10kV",200,0,0,0,0,0,0,0,0]
[882,"高耗能企业3组",3201700140172,"宜兴市旺角陶瓷有限公司","丁蜀","交流10kV",160,160,16,{"v":29.25,"d":"29"},{"v":43.9,"d":"44"},{"v":7.675,"d":"8"},{"v":13.25,"d":"13"},{"v":27.9,"d":"28"},0]
[883,"高耗能企业3组",3201700140332,"宜兴凯华陶瓷有限公司","丁蜀","交流10kV",630,630,63,{"v":134.4722,"d":"134"},{"v":177.4123,"d":"177"},{"v":90.3891,"d":"90"},{"v":71.4722,"d":"71"},{"v":114.4123,"d":"114"},{"v":27.3891,"d":"27"}]
[884,"高耗能企业3组",3201700140464,"宜兴市玮韬陶瓷厂","丁蜀","交流10kV",160,160,16,{"v":5.3193,"d":"5"},{"v":13.345,"d":"13"},{"v":0.6053,"d":"1"},0,0,0]
[885,"高耗能企业3组",3201700141056,"宜兴欣全伟耐火陶瓷有限公司","丁蜀","交流10kV",250,250,25,{"v":26.3046,"d":"26"},{"v":26.7108,"d":"27"},{"v":6.5491,"d":"7"},{"v":1.3046,"d":"1"},{"v":1.7108,"d":"2"},0]
[886,"高耗能企业3组",3201700141290,"宜兴市晨阳陶瓷有限公司","丁蜀","交流10kV",250,250,25,0,0,0,0,0,0]
[887,"高耗能企业3组",3201700141427,"无锡市方力混凝土有限公司","丁蜀","交流10kV",1880,1880,188,{"v":187.1615,"d":"187"},{"v":234.3469,"d":"234"},{"v":248.4185,"d":"248"},0,{"v":46.3469,"d":"46"},{"v":60.4185,"d":"60"}]
[888,"高耗能企业3组",3201700141452,"无锡市亿洲耐火材料有限公司","丁蜀","交流10kV",200,200,20,{"v":74.9381,"d":"75"},{"v":68.473,"d":"68"},{"v":17.9453,"d":"18"},{"v":54.9381,"d":"55"},{"v":48.473,"d":"48"},0]
[889,"高耗能企业3组",3201700141479,"宜兴市钰玺窑业有限公司","丁蜀","交流10kV",880,880,88,{"v":189.4938,"d":"189"},{"v":188.0508,"d":"188"},{"v":172.3877,"d":"172"},{"v":101.4938,"d":"101"},{"v":100.0508,"d":"100"},{"v":84.3877,"d":"84"}]
[890,"高耗能企业3组",3201700141773,"宜兴市芸盛特种陶瓷有限公司","丁蜀","交流10kV",80,80,8,0,0,0,0,0,0]
[891,"高耗能企业3组",3201700142034,"山拓(宜兴)支撑剂有限公司","丁蜀","交流10kV",800,800,80,{"v":51.9862,"d":"52"},{"v":39.6523,"d":"40"},{"v":10.26,"d":"10"},0,0,0]
[892,"高耗能企业3组",3201700142588,"江苏泽建环境科技有限公司","丁蜀","交流10kV",1630,1630,163,{"v":426.2563,"d":"426"},{"v":397.3037,"d":"397"},{"v":202.5574,"d":"203"},{"v":263.2563,"d":"263"},{"v":234.3037,"d":"234"},{"v":39.5574,"d":"40"}]
[893,"高耗能企业3组",3201700143410,"宜兴市艺苑陶瓷有限公司","丁蜀","交流10kV",200,200,20,{"v":1.8587,"d":"2"},{"v":2.9163,"d":"3"},{"v":0.9149,"d":"1"},0,0,0]
[894,"高耗能企业3组",3201700143474,"宜兴市鑫鹏非金属化工设备有限公司","丁蜀","交流10kV",250,250,25,{"v":33.5151,"d":"34"},{"v":36.362,"d":"36"},{"v":29.344,"d":"29"},{"v":8.5151,"d":"9"},{"v":11.362,"d":"11"},{"v":4.344,"d":"4"}]
[895,"高耗能企业3组",3201700144089,"江苏三恒高技术窑具有限公司","丁蜀","交流10kV",1000,1000,100,{"v":122.1185,"d":"122"},{"v":123.3492,"d":"123"},{"v":170.0625,"d":"170"},{"v":22.1185,"d":"22"},{"v":23.3492,"d":"23"},{"v":70.0625,"d":"70"}]
[896,"高耗能企业3组",3201700144888,"宜兴均陶工艺有限公司","丁蜀","交流10kV",500,500,50,{"v":34.4662,"d":"34"},{"v":35.02,"d":"35"},{"v":28.3203,"d":"28"},0,0,0]
[897,"高耗能企业3组",3201700145926,"宜兴市琪丰特种瓷业有限公司","丁蜀","交流10kV",250,250,25,{"v":33.0422,"d":"33"},{"v":32.9669,"d":"33"},{"v":15.1794,"d":"15"},{"v":8.0422,"d":"8"},{"v":7.9669,"d":"8"},0]
[898,"高耗能企业3组",3201700146125,"宜兴市晨祥合金材料有限公司","丁蜀","交流10kV",250,250,25,{"v":21.915,"d":"22"},{"v":21.2051,"d":"21"},{"v":4.2332,"d":"4"},0,0,0]
[899,"高耗能企业3组",3201700146143,"宜兴市王盛特种节能材料有限公司","丁蜀","交流10kV",200,200,20,{"v":42.8242,"d":"43"},{"v":105.6883,"d":"106"},{"v":114.4434,"d":"114"},{"v":22.8242,"d":"23"},{"v":85.6883,"d":"86"},{"v":94.4434,"d":"94"}]
[900,"高耗能企业3组",3201700146168,"宜兴市森益陶瓷有限公司","丁蜀","交流10kV",250,250,25,{"v":118.3031,"d":"118"},{"v":109.5323,"d":"110"},{"v":74.4492,"d":"74"},{"v":93.3031,"d":"93"},{"v":84.5323,"d":"85"},{"v":49.4492,"d":"49"}]
[901,"高耗能企业3组",3201700146512,"无锡市强亚耐火材料有限公司","丁蜀","交流10kV",160,160,16,{"v":17.2158,"d":"17"},{"v":15.4316,"d":"15"},{"v":6.4825,"d":"6"},{"v":1.2158,"d":"1"},0,0]
[902,"高耗能企业3组",3201700146618,"宜兴市中海陶瓷有限公司","丁蜀","交流10kV",500,500,50,{"v":143.5313,"d":"144"},{"v":155.115,"d":"155"},{"v":135.9892,"d":"136"},{"v":93.5313,"d":"94"},{"v":105.115,"d":"105"},{"v":85.9892,"d":"86"}]
[903,"高耗能企业3组",3201700147751,"无锡振亚纺织瓷件有限公司","丁蜀","交流10kV",160,160,16,{"v":59.0605,"d":"59"},{"v":56.6452,"d":"57"},{"v":28.2795,"d":"28"},{"v":43.0605,"d":"43"},{"v":40.6452,"d":"41"},{"v":12.2795,"d":"12"}]
[904,"高耗能企业3组",3201700150433,"宜兴市丁蜀镇灿晨精细陶瓷厂","丁蜀","交流10kV",250,250,25,{"v":54.7812,"d":"55"},{"v":46.3854,"d":"46"},{"v":7.5018,"d":"8"},{"v":29.7812,"d":"30"},{"v":21.3854,"d":"21"},0]
[905,"高耗能企业3组",3203000094286,"宜兴市红湖装饰陶瓷厂","丁蜀","交流10kV",250,250,25,{"v":87.7415,"d":"88"},{"v":84.506,"d":"85"},{"v":14.4027,"d":"14"},{"v":62.7415,"d":"63"},{"v":59.506,"d":"60"},0]
[906,"高耗能企业3组",3203000139047,"宜兴市均逸陶瓷有限公司","丁蜀","交流10kV",250,250,25,{"v":2.3569,"d":"2"},{"v":2.4625,"d":"2"},{"v":3.2186,"d":"3"},0,0,0]
[907,"高耗能企业3组",3203000913443,"宜兴市金贝联新材料科技有限公司","丁蜀","交流10kV",3190,3190,319,{"v":59.5538,"d":"60"},{"v":77.5231,"d":"78"},{"v":34.6769,"d":"35"},0,0,0]
[908,"高耗能企业3组",3203001093409,"宜兴市新鑫丰陶瓷厂（普通合伙）","丁蜀","交流10kV",630,630,63,{"v":157.2354,"d":"157"},{"v":175.0277,"d":"175"},{"v":95.6046,"d":"96"},{"v":94.2354,"d":"94"},{"v":112.0277,"d":"112"},{"v":32.6046,"d":"33"}]
[909,"高耗能企业3组",3203001701124,"宜兴市万尔陶瓷有限公司","丁蜀","交流10kV",315,315,{"v":31.5,"d":"32"},{"v":131.6672,"d":"132"},{"v":128.7476,"d":"129"},{"v":18.1702,"d":"18"},{"v":100.1672,"d":"100"},{"v":97.2476,"d":"97"},0]
[910,"高耗能企业3组",3203001801161,"宜兴市安利瓷件厂","丁蜀","交流10kV",160,160,16,{"v":75.1406,"d":"75"},{"v":65.4415,"d":"65"},{"v":22.1151,"d":"22"},{"v":59.1406,"d":"59"},{"v":49.4415,"d":"49"},{"v":6.1151,"d":"6"}]
[911,"高耗能企业3组",3203001802207,"宜兴市阿芙勒尔陶瓷科技有限公司","丁蜀","交流10kV",250,250,25,{"v":20.0061,"d":"20"},{"v":16.8675,"d":"17"},{"v":7.7335,"d":"8"},0,0,0]
[912,"高耗能企业3组",3203001993910,"宜兴市兴洲特种陶瓷厂（普通合伙）","丁蜀","交流10kV",250,250,25,{"v":39.4466,"d":"39"},{"v":31.5322,"d":"32"},{"v":6.7745,"d":"7"},{"v":14.4466,"d":"14"},{"v":6.5322,"d":"7"},0]
[913,"高耗能企业3组",3203002531646,"无锡市鼎鑫机电有限公司","丁蜀","交流10kV",200,200,20,{"v":34.7007,"d":"35"},{"v":58.1459,"d":"58"},{"v":34.6793,"d":"35"},{"v":14.7007,"d":"15"},{"v":38.1459,"d":"38"},{"v":14.6793,"d":"15"}]
[914,"高耗能企业3组",3203002848236,"宜兴市赛硕新材料有限公司","丁蜀","交流10kV",315,315,{"v":31.5,"d":"32"},{"v":32.9408,"d":"33"},{"v":35.6795,"d":"36"},{"v":21.92,"d":"22"},{"v":1.4408,"d":"1"},{"v":4.1795,"d":"4"},0]
[915,"高耗能企业3组",3203003031311,"宜兴市腾嵩陶瓷有限公司","丁蜀","交流10kV",250,250,25,{"v":54.7031,"d":"55"},{"v":45.3448,"d":"45"},{"v":9.6211,"d":"10"},{"v":29.7031,"d":"30"},{"v":20.3448,"d":"20"},0]
[916,"高耗能企业3组",3203003252760,"宜兴市中电耐磨耐火科技有限公司","丁蜀","交流10kV",250,250,25,{"v":77.9462,"d":"78"},{"v":79.32,"d":"79"},{"v":15.8734,"d":"16"},{"v":52.9462,"d":"53"},{"v":54.32,"d":"54"},0]
[917,"高耗能企业3组",3203003618523,"宜兴市兴发炉业工程有限公司","丁蜀","交流10kV",250,250,25,{"v":17.8108,"d":"18"},{"v":18.0535,"d":"18"},{"v":11.8582,"d":"12"},0,0,0]
[918,"高耗能企业3组",3203003740111,"江苏上川环保新材料有限公司","丁蜀","交流10kV",1600,250,25,{"v":24.1215,"d":"24"},{"v":30.3422,"d":"30"},{"v":18.9722,"d":"19"},0,{"v":5.3422,"d":"5"},0]
[919,"高耗能企业3组",3203004378859,"宜兴蒯氏艺术陶瓷有限公司","丁蜀","交流10kV",250,250,25,{"v":32.3839,"d":"32"},{"v":30.1229,"d":"30"},{"v":18.8455,"d":"19"},{"v":7.3839,"d":"7"},{"v":5.1229,"d":"5"},0]
[920,"高耗能企业3组",3203004551970,"宜兴市振兴陶瓷加工厂","丁蜀","交流10kV",250,250,25,{"v":79.4338,"d":"79"},{"v":69.4238,"d":"69"},{"v":18.625,"d":"19"},{"v":54.4338,"d":"54"},{"v":44.4238,"d":"44"},0]
[921,"高耗能企业3组",3203004590773,"宜兴市越捷陶瓷科技有限公司","丁蜀","交流10kV",160,160,16,{"v":15.9319,"d":"16"},{"v":18.6522,"d":"19"},{"v":6.9493,"d":"7"},0,{"v":2.6522,"d":"3"},0]
[922,"高耗能企业3组",3203004646303,"宜兴市吉羊工艺陶瓷厂","丁蜀","交流10kV",400,400,40,{"v":27.5834,"d":"28"},{"v":48.4092,"d":"48"},{"v":59.7431,"d":"60"},0,{"v":8.4092,"d":"8"},{"v":19.7431,"d":"20"}]
[923,"高耗能企业3组",3203004889694,"宜兴市陶都资产经营管理有限公司","丁蜀","交流10kV",250,250,25,{"v":21.0189,"d":"21"},{"v":11.406,"d":"11"},{"v":4.2682,"d":"4"},0,0,0]
[924,"高耗能企业3组",3203005094368,"宜兴市卓意陶瓷厂","丁蜀","交流10kV",160,160,16,{"v":26.1732,"d":"26"},{"v":48.9456,"d":"49"},{"v":0.5405,"d":"1"},{"v":10.1732,"d":"10"},{"v":32.9456,"d":"33"},0]
[925,"高耗能企业3组",3203005111053,"宜兴市豪泽陶瓷厂","丁蜀","交流10kV",250,250,25,{"v":79.3222,"d":"79"},{"v":64.1106,"d":"64"},{"v":30.6,"d":"31"},{"v":54.3222,"d":"54"},{"v":39.1106,"d":"39"},{"v":5.6,"d":"6"}]
[926,"高耗能企业3组",3203005118143,"宜兴市泰宝物资有限公司","丁蜀","交流10kV",250,250,25,{"v":0.9631,"d":"1"},{"v":4.3132,"d":"4"},{"v":1.0052,"d":"1"},0,0,0]
[927,"高耗能企业3组",3203005966302,"宜兴市宇翔陶瓷有限公司","丁蜀","交流10kV",250,250,25,{"v":0.0812,"d":"0"},{"v":0.0675,"d":"0"},{"v":0.0886,"d":"0"},0,0,0]
[928,"高耗能企业3组",3203006011956,"宜兴华源陶瓷有限公司","丁蜀","交流10kV",315,0,0,0,0,0,0,0,0]
[929,"高耗能企业3组",3203006300965,"无锡宜奥龙环保设备有限公司","丁蜀","交流10kV",160,160,16,{"v":23.4311,"d":"23"},{"v":19.4577,"d":"19"},{"v":12.3672,"d":"12"},{"v":7.4311,"d":"7"},{"v":3.4577,"d":"3"},0]
[930,"高耗能企业3组",3203006312480,"宜兴市中发窑炉材料有限公司","丁蜀","交流10kV",500,500,50,{"v":64.3891,"d":"64"},{"v":64.3092,"d":"64"},{"v":19.7078,"d":"20"},{"v":14.3891,"d":"14"},{"v":14.3092,"d":"14"},0]
[931,"高耗能企业3组",3203070118443,"宜兴市丰峰陶瓷有限公司","丁蜀","交流10kV",400,400,40,{"v":266.8769,"d":"267"},{"v":263.0313,"d":"263"},{"v":208.2031,"d":"208"},{"v":226.8769,"d":"227"},{"v":223.0313,"d":"223"},{"v":168.2031,"d":"168"}]
[932,"高耗能企业3组",3203070177706,"宜兴市丰峰陶瓷有限公司","丁蜀","交流10kV",315,315,{"v":31.5,"d":"32"},{"v":84.5714,"d":"85"},{"v":82.3475,"d":"82"},{"v":20.5441,"d":"21"},{"v":53.0714,"d":"53"},{"v":50.8475,"d":"51"},0]
[933,"高耗能企业3组",3203070183997,"宜兴市特威陶陶瓷有限公司","丁蜀","交流10kV",250,250,25,{"v":23.6407,"d":"24"},{"v":22.2058,"d":"22"},{"v":27.1602,"d":"27"},0,0,{"v":2.1602,"d":"2"}]
[934,"高耗能企业3组",3203070255537,"宜兴市龙冠新材料有限公司","丁蜀","交流10kV",200,200,20,{"v":86.4714,"d":"86"},{"v":76.8625,"d":"77"},{"v":42.4884,"d":"42"},{"v":66.4714,"d":"66"},{"v":56.8625,"d":"57"},{"v":22.4884,"d":"22"}]
[935,"高耗能企业3组",3203071147066,"宜兴蒯氏艺术陶瓷有限公司","丁蜀","交流10kV",250,250,25,{"v":12.4347,"d":"12"},{"v":11.199,"d":"11"},{"v":20.6841,"d":"21"},0,0,0]
[936,"高耗能企业3组",3203071263808,"宜兴金北士陶瓷有限公司","丁蜀","交流10kV",250,250,25,{"v":0.1181,"d":"0"},{"v":0.0972,"d":"0"},{"v":0.0569,"d":"0"},0,0,0]
[937,"高耗能企业3组",3203071921288,"宜兴市吴洁陶瓷制品研究所","丁蜀","交流10kV",250,250,25,{"v":2.8488,"d":"3"},{"v":2.9347,"d":"3"},{"v":1.8569,"d":"2"},0,0,0]
[938,"高耗能企业3组",3203074701676,"宜兴市敖杰制陶有限公司","丁蜀","交流10kV",500,500,50,{"v":92.5148,"d":"93"},{"v":87.8381,"d":"88"},{"v":67.6492,"d":"68"},{"v":42.5148,"d":"43"},{"v":37.8381,"d":"38"},{"v":17.6492,"d":"18"}]
[939,"高耗能企业3组",3203074727665,"宜兴市中环耐火材料有限公司","丁蜀","交流10kV",500,500,50,{"v":90.6843,"d":"91"},{"v":92.693,"d":"93"},{"v":99.5222,"d":"100"},{"v":40.6843,"d":"41"},{"v":42.693,"d":"43"},{"v":49.5222,"d":"50"}]
[940,"高耗能企业3组",3203077179153,"宜兴凯宁机械设备厂","丁蜀","交流10kV",500,0,0,0,0,0,0,0,0]
[941,"高耗能企业3组",3203078664975,"明富（无锡）食品原料有限公司","丁蜀","交流10kV",250,250,25,{"v":14.1347,"d":"14"},{"v":10.1459,"d":"10"},{"v":6.3383,"d":"6"},0,0,0]
[942,"高耗能企业3组",3203078782419,"宜兴市丁蜀镇瓷天下陶瓷厂","丁蜀","交流10kV",200,200,20,{"v":81.0438,"d":"81"},{"v":75.65,"d":"76"},{"v":55.5892,"d":"56"},{"v":61.0438,"d":"61"},{"v":55.65,"d":"56"},{"v":35.5892,"d":"36"}]
[943,"高耗能企业3组",3203078926239,"宜兴市隆源紫砂艺品有限公司","丁蜀","交流10kV",250,250,25,{"v":14.543,"d":"15"},{"v":13.5543,"d":"14"},{"v":6.7956,"d":"7"},0,0,0]
[944,"高耗能企业3组",3203079179110,"宜兴市兴琦茗陶陶瓷研究所（普通合伙）","丁蜀","交流10kV",250,250,25,{"v":3.2355,"d":"3"},{"v":9.0388,"d":"9"},{"v":23.7604,"d":"24"},0,0,0]
[945,"高耗能企业3组",3203079272357,"宜兴市新太平洋特种电缆厂有限公司","丁蜀","交流10kV",500,250,25,0,0,0,0,0,0]
[946,"高耗能企业3组",3203079491672,"江苏江南紫韵文化有限公司","丁蜀","交流10kV",250,250,25,0,0,0,0,0,0]
[947,"高耗能企业3组",3203079896178,"宜兴市顺申陶瓷有限公司","丁蜀","交流10kV",200,200,20,{"v":63.4215,"d":"63"},{"v":58.4215,"d":"58"},{"v":21.64,"d":"22"},{"v":43.4215,"d":"43"},{"v":38.4215,"d":"38"},{"v":1.64,"d":"2"}]
[948,"高耗能企业3组",3203079965290,"宜兴市忠嘉陶瓷有限公司","丁蜀","交流10kV",160,160,16,{"v":55.9692,"d":"56"},{"v":46.8326,"d":"47"},{"v":40.4851,"d":"40"},{"v":39.9692,"d":"40"},{"v":30.8326,"d":"31"},{"v":24.4851,"d":"24"}]
[949,"高耗能企业3组",3203080605739,"宜兴市承启耐火材料研究所","丁蜀","交流10kV",200,200,20,{"v":20.1023,"d":"20"},{"v":15.6988,"d":"16"},{"v":7.5043,"d":"8"},{"v":0.1023,"d":"0"},0,0]
[950,"高耗能企业3组",3203080953414,"宜兴市张泽浇注耐火材料有限公司","丁蜀","交流10kV",200,200,20,{"v":44.512,"d":"45"},{"v":41.8419,"d":"42"},{"v":7.0934,"d":"7"},{"v":24.512,"d":"25"},{"v":21.8419,"d":"22"},0]
[951,"高耗能企业3组",3203081001032,"宜兴市胜达耐火陶瓷有限公司","丁蜀","交流10kV",400,400,40,{"v":15.6611,"d":"16"},{"v":9.1318,"d":"9"},{"v":13.7732,"d":"14"},0,0,0]
[952,"高耗能企业3组",3203081113255,"宜兴市丁蜀镇星辰子夜紫砂经营部","丁蜀","交流10kV",250,250,25,{"v":7.2165,"d":"7"},{"v":6.6215,"d":"7"},{"v":5.824,"d":"6"},0,0,0]
[953,"高耗能企业3组",3203081341726,"众优新材料科技（宜兴）有限公司","丁蜀","交流10kV",400,400,40,{"v":162.4895,"d":"162"},{"v":159.1807,"d":"159"},{"v":117.9451,"d":"118"},{"v":122.4895,"d":"122"},{"v":119.1807,"d":"119"},{"v":77.9451,"d":"78"}]
[954,"高耗能企业3组",3203081482671,"宜兴市兴邦锅炉节能材料有限公司","丁蜀","交流10kV",250,250,25,{"v":121.8932,"d":"122"},{"v":37.6018,"d":"38"},{"v":2.0546,"d":"2"},{"v":96.8932,"d":"97"},{"v":12.6018,"d":"13"},0]
[955,"高耗能企业3组",3203081545531,"宜兴市建华陶业有限公司","丁蜀","交流10kV",250,250,25,{"v":12.587,"d":"13"},{"v":13.5407,"d":"14"},{"v":19.256,"d":"19"},0,0,0]
[956,"高耗能企业3组",3203081548420,"宜兴市融茗陶瓷厂","丁蜀","交流10kV",80,80,8,{"v":35.5829,"d":"36"},{"v":40.4375,"d":"40"},{"v":7.1353,"d":"7"},{"v":27.5829,"d":"28"},{"v":32.4375,"d":"32"},0]
[957,"高耗能企业3组",3203082014156,"宜兴市健杰陶瓷有限公司","丁蜀","交流10kV",80,80,8,{"v":34.7469,"d":"35"},{"v":31.5036,"d":"32"},{"v":7.9889,"d":"8"},{"v":26.7469,"d":"27"},{"v":23.5036,"d":"24"},0]
[958,"高耗能企业3组",3203082312332,"宜兴市泰丰陶瓷厂","丁蜀","交流10kV",250,250,25,{"v":5.1491,"d":"5"},{"v":92.7229,"d":"93"},{"v":4.8254,"d":"5"},0,{"v":67.7229,"d":"68"},0]
[959,"高耗能企业3组",3203083034935,"宜兴市宇昌陶瓷科技有限公司","丁蜀","交流10kV",315,315,{"v":31.5,"d":"32"},{"v":50.1179,"d":"50"},{"v":46.4228,"d":"46"},{"v":121.7698,"d":"122"},{"v":18.6179,"d":"19"},{"v":14.9228,"d":"15"},{"v":90.2698,"d":"90"}]
[960,"高耗能企业3组",3203083219246,"宜兴市神威陶瓷厂（普通合伙）","丁蜀","交流10kV",250,250,25,{"v":13.3411,"d":"13"},{"v":10.6014,"d":"11"},{"v":2.943,"d":"3"},0,0,0]
[961,"高耗能企业3组",3203083843594,"宜兴市晓其耐火炉料有限公司","丁蜀","交流10kV",250,250,25,{"v":0.3615,"d":"0"},{"v":0.3635,"d":"0"},{"v":0.8414,"d":"1"},0,0,0]
[962,"高耗能企业3组",3203083893884,"华仁建设集团有限公司","丁蜀","交流10kV",315,315,{"v":31.5,"d":"32"},{"v":29.0947,"d":"29"},{"v":17.6805,"d":"18"},{"v":6.0886,"d":"6"},0,0,0]
[963,"高耗能企业3组",3203083928831,"宜兴市昊源陶瓷厂（普通合伙）","丁蜀","交流10kV",400,400,40,{"v":75.9334,"d":"76"},{"v":59.2351,"d":"59"},{"v":45.1884,"d":"45"},{"v":35.9334,"d":"36"},{"v":19.2351,"d":"19"},{"v":5.1884,"d":"5"}]
[964,"高耗能企业3组",3203083945313,"江苏晶港新材料科技有限公司","丁蜀","交流10kV",315,315,{"v":31.5,"d":"32"},{"v":12.7573,"d":"13"},{"v":11.0746,"d":"11"},{"v":6.5419,"d":"7"},0,0,0]
[965,"高耗能企业3组",3201700111453,"江苏汉光实业股份有限公司","丁蜀","交流10kV",1250,1250,125,{"v":802.7538,"d":"803"},{"v":815.9846,"d":"816"},{"v":783.3692,"d":"783"},{"v":677.7538,"d":"678"},{"v":690.9846,"d":"691"},{"v":658.3692,"d":"658"}]
[966,"高耗能企业3组",3201700111514,"宜兴汉光高新石化有限公司","丁蜀","交流10kV",400,400,40,{"v":65.8385,"d":"66"},{"v":56.8672,"d":"57"},{"v":15.9872,"d":"16"},{"v":25.8385,"d":"26"},{"v":16.8672,"d":"17"},0]
[967,"高耗能企业3组",3201700111528,"江苏新宇生物科技有限公司","丁蜀","交流10kV",500,500,50,{"v":7.8423,"d":"8"},{"v":7.8776,"d":"8"},{"v":3.4955,"d":"3"},0,0,0]
[968,"高耗能企业3组",3201700128612,"宜兴市安胜电器有限公司","丁蜀","交流10kV",160,160,16,{"v":14.5005,"d":"15"},{"v":16.915,"d":"17"},{"v":4.9149,"d":"5"},0,{"v":0.914999999999999,"d":"1"},0]
[969,"高耗能企业3组",3201700135115,"江苏脒诺甫纳米材料有限公司","丁蜀","交流10kV",8130,5000,500,{"v":888.5,"d":"889"},{"v":1039.75,"d":"1040"},{"v":615.4308,"d":"615"},{"v":388.5,"d":"389"},{"v":539.75,"d":"540"},{"v":115.4308,"d":"115"}]
[970,"高耗能企业3组",3201700146120,"宜兴鑫鑫珠光材料科技有限公司","丁蜀","交流10kV",500,500,50,0,0,0,0,0,0]
[971,"高耗能企业3组",3201114270985,"宜兴市和丰陶瓷有限公司","丁蜀","交流10kV",250,250,25,{"v":73.6016,"d":"74"},{"v":67.6754,"d":"68"},{"v":12.3812,"d":"12"},{"v":48.6016,"d":"49"},{"v":42.6754,"d":"43"},0]
[972,"高耗能企业3组",3201114527487,"宜兴市丁蜀镇任墅村村民委员会","丁蜀","交流10kV",250,250,25,{"v":12.6031,"d":"13"},{"v":19.0365,"d":"19"},{"v":8.6428,"d":"9"},0,0,0]
[973,"高耗能企业3组",3201114864904,"宜兴市鼎诚建筑陶瓷有限公司","丁蜀","交流10kV",250,250,25,{"v":1.8242,"d":"2"},{"v":2.0309,"d":"2"},{"v":1.5138,"d":"2"},0,0,0]
[974,"高耗能企业3组",3203000268989,"宜兴市禹钰陶瓷厂","丁蜀","交流10kV",250,250,25,{"v":25.9884,"d":"26"},{"v":24.9529,"d":"25"},{"v":30.1342,"d":"30"},{"v":0.988399999999999,"d":"1"},0,{"v":5.1342,"d":"5"}]
[975,"高耗能企业3组",3203000364426,"宜兴市华强建筑陶瓷厂（普通合伙）","丁蜀","交流10kV",250,250,25,{"v":16.4193,"d":"16"},{"v":15.5779,"d":"16"},{"v":14.6905,"d":"15"},0,0,0]
[976,"高耗能企业3组",3203001908947,"宜兴市陶李园均陶堆花艺术品有限公司","丁蜀","交流10kV",250,250,25,{"v":4.0375,"d":"4"},{"v":4.0576,"d":"4"},{"v":3.7145,"d":"4"},0,0,0]
[977,"高耗能企业3组",3203004202548,"宜兴市旭盛商贸有限公司","丁蜀","交流10kV",250,250,25,{"v":60.9431,"d":"61"},{"v":47.8668,"d":"48"},{"v":38.4145,"d":"38"},{"v":35.9431,"d":"36"},{"v":22.8668,"d":"23"},{"v":13.4145,"d":"13"}]
[978,"高耗能企业3组",3201114901072,"宜兴市卫兵废品收购站","丁蜀","交流10kV",250,250,25,{"v":2.9643,"d":"3"},{"v":18.372,"d":"18"},{"v":2.322,"d":"2"},0,0,0]