{"text_format":"3","workbook":"xlsx","n_sheets":1,"sheets":["明细表"],"not_rendered":{"external_links":1,"defined_names":3},"read":"whole","date_system":"1900"}

{"sheet":"明细表","index":0,"n_rows":961,"n_cols":15,"rows_kept":961,"merged":[[1,0,1,14]]}
["附表2"]
["2025年宜兴市高耗能企业负荷管理方案明细表"]
["序号","分组","总户号","用户名称","属地","电压等级","变压器容量kVA","运行容量kVA","保安负荷kVA","典型负荷(早)kW","典型负荷(腰)kW","典型负荷(晚)kW","最大可限负荷(早)kW","最大可限负荷(腰)kW","最大可限负荷(晚)kW"]
[1,"高耗能企业1组",3201700125450,"宜兴市大鹏建材有限公司","张渚","交流10kV",9930,4630,463,{"v":124.6254,"d":"125"},{"v":133.449,"d":"133"},{"v":82.502,"d":"83"},0,0,0]
[2,"高耗能企业1组",3201700110507,"宜兴天山水泥有限责任公司","杨巷","交流35kV",41050,25050,2505,{"v":4607.2653,"d":"4607"},{"v":6529.2,"d":"6529"},{"v":5652.7843,"d":"5653"},{"v":2102.2653,"d":"2102"},{"v":4024.2,"d":"4024"},{"v":3147.7843,"d":"3148"}]
[3,"高耗能企业1组",3203082094271,"江苏宜城南方水泥有限公司","杨巷","交流110kV",45000,45000,4500,{"v":4872.9214,"d":"4873"},15168,{"v":3457.68,"d":"3458"},{"v":372.9214,"d":"373"},10668,0]
[4,"高耗能企业1组",3201700110278,"宜兴市东一建材有限公司","徐舍","交流10kV",14270,12070,1207,{"v":585.1569,"d":"585"},{"v":7297.36,"d":"7297"},{"v":360.4808,"d":"360"},0,{"v":6090.36,"d":"6090"},0]
[5,"高耗能企业1组",3201700110353,"宜兴市昊宇新型建筑材料有限公司","徐舍","交流10kV",2000,1000,100,{"v":5.0673,"d":"5"},{"v":5.86,"d":"6"},{"v":4.86,"d":"5"},0,0,0]
[6,"高耗能企业1组",3201700110360,"宜兴市胜达水泥有限公司","徐舍","交流10kV",6600,1000,100,{"v":79.3396,"d":"79"},{"v":61.8868,"d":"62"},{"v":31.3818,"d":"31"},0,0,0]
[7,"高耗能企业1组",3201700110362,"宜兴市天平水泥有限责任公司","徐舍","交流35kV",18000,16000,1600,{"v":287.1232,"d":"287"},{"v":964.0364,"d":"964"},{"v":343.4655,"d":"343"},0,0,0]
[8,"高耗能企业1组",3201700124284,"江苏省鲸龙水泥有限公司","徐舍","交流10kV",9000,9000,900,{"v":674.9923,"d":"675"},{"v":793.0292,"d":"793"},{"v":576.049,"d":"576"},0,0,0]
[9,"高耗能企业1组",3203080941048,"江苏宜城南方水泥有限公司","徐舍","交流10kV",250,250,25,{"v":9.1498,"d":"9"},{"v":7.7793,"d":"8"},{"v":7.3775,"d":"7"},0,0,0]
[10,"高耗能企业1组",3201700106265,"无锡市金久水泥有限公司","开发区","交流20kV",27100,27100,2710,{"v":757.871,"d":"758"},{"v":11557.1898,"d":"11557"},{"v":883.1973,"d":"883"},0,{"v":8847.1898,"d":"8847"},0]
[11,"高耗能企业1组",3201700118205,"宜兴市青龙山新材料科技有限公司","开发区","交流10kV",1715,315,{"v":31.5,"d":"32"},{"v":2.9455,"d":"3"},{"v":2.25,"d":"2"},{"v":1.4333,"d":"1"},0,0,0]
[12,"高耗能企业1组",3201700105840,"宜兴市裕丰水泥厂","环科园","交流10kV",4830,0,0,{"v":78.317,"d":"78"},{"v":245.5,"d":"246"},{"v":54.1623,"d":"54"},0,0,0]
[13,"高耗能企业1组",3201700105856,"宜兴市金墅水泥有限公司","环科园","交流10kV",4030,0,0,0,0,0,0,0,0]
[14,"高耗能企业1组",3201700125692,"宜兴市金墅水泥有限公司","环科园","交流35kV",12550,0,0,0,0,0,0,0,0]
[15,"高耗能企业1组",3201700129449,"宜兴市紫霞水泥厂","环科园","交流10kV",4675,0,0,{"v":4.05,"d":"4"},{"v":2.8421,"d":"3"},{"v":14.22,"d":"14"},0,0,0]
[16,"高耗能企业1组",3201700138064,"宜兴市金墅水泥有限公司","环科园","交流10kV",9570,9570,957,{"v":696.3642,"d":"696"},{"v":2508.691,"d":"2509"},{"v":822.7054,"d":"823"},0,{"v":1551.691,"d":"1552"},0]
[17,"高耗能企业1组",3201700143486,"江苏新街南方水泥有限公司","环科园","交流35kV",20050,0,0,{"v":198.44,"d":"198"},{"v":182.1429,"d":"182"},{"v":171.102,"d":"171"},0,0,0]
[18,"高耗能企业1组",3201700111603,"宜兴市青象水泥有限公司","湖父","交流10kV",15465,15065,{"v":1506.5,"d":"1507"},0,0,0,0,0,0]
[19,"高耗能企业1组",3201700111606,"无锡市东来建材有限公司","湖父","交流10kV",4925,0,0,0,0,0,0,0,0]
[20,"高耗能企业1组",3201700112116,"宜兴市盛伟水泥有限公司","和桥","交流10kV",2970,1915,{"v":191.5,"d":"192"},{"v":67.7236,"d":"68"},{"v":319.64,"d":"320"},{"v":29.4556,"d":"29"},0,{"v":128.14,"d":"128"},0]
[21,"高耗能企业1组",3201700113552,"无锡市天裕建材有限公司","芳桥","交流10kV",15830,15830,1583,{"v":748.8369,"d":"749"},{"v":5945.2304,"d":"5945"},{"v":652.8307,"d":"653"},0,{"v":4362.2304,"d":"4362"},0]
[22,"高耗能企业1组",3201700146551,"无锡良兴混凝土有限公司","芳桥","交流10kV",500,500,50,{"v":57.1176,"d":"57"},{"v":45.9462,"d":"46"},{"v":20.0589,"d":"20"},{"v":7.1176,"d":"7"},0,0]
[23,"高耗能企业1组",3203003315061,"无锡市荣桦新材料有限公司","芳桥","交流10kV",7400,7400,740,{"v":107.9077,"d":"108"},{"v":2689.5833,"d":"2690"},{"v":100.7125,"d":"101"},0,{"v":1949.5833,"d":"1950"},0]
[24,"高耗能企业1组",3201700111761,"无锡市任墅水泥有限公司","丁蜀","交流10kV",2875,1000,100,{"v":18.3547,"d":"18"},{"v":12.9333,"d":"13"},{"v":2.6667,"d":"3"},0,0,0]
[25,"高耗能企业1组",3201700140115,"宜兴市青龙水泥有限责任公司","丁蜀","交流10kV",6550,2850,285,{"v":221.3074,"d":"221"},{"v":251.6291,"d":"252"},{"v":42.1926,"d":"42"},0,0,0]
[26,"高耗能企业2组",3201700110197,"江苏金玉材料有限公司","周铁","交流10kV",200,200,20,{"v":32.1731,"d":"32"},{"v":25.0619,"d":"25"},{"v":9.22,"d":"9"},{"v":12.1731,"d":"12"},{"v":5.0619,"d":"5"},0]
[27,"高耗能企业2组",3201700110211,"江苏天音化工有限公司","周铁","交流10kV",315,315,{"v":31.5,"d":"32"},{"v":55.617,"d":"56"},{"v":55.3727,"d":"55"},{"v":21.8902,"d":"22"},{"v":24.117,"d":"24"},{"v":23.8727,"d":"24"},0]
[28,"高耗能企业2组",3201700110213,"江苏彤晟化学试剂有限公司","周铁","交流10kV",250,250,25,{"v":15.3583,"d":"15"},{"v":15.0182,"d":"15"},{"v":9.4943,"d":"9"},0,0,0]
[29,"高耗能企业2组",3201700110217,"江苏瑞佳食品添加剂有限公司","周铁","交流10kV",800,800,80,{"v":28.7679,"d":"29"},{"v":30.3588,"d":"30"},{"v":13.5481,"d":"14"},0,0,0]
[30,"高耗能企业2组",3201700110225,"江苏天音化工有限公司","周铁","交流10kV",1315,0,0,0,0,0,0,0,0]
[31,"高耗能企业2组",3201700110520,"宜兴利达化学有限公司","周铁","交流10kV",500,0,0,0,0,0,0,0,0]
[32,"高耗能企业2组",3201700110575,"宜兴市太湖稀有金属材料有限公司","周铁","交流10kV",250,250,25,{"v":65.7565,"d":"66"},{"v":69.2525,"d":"69"},{"v":56.237,"d":"56"},{"v":40.7565,"d":"41"},{"v":44.2525,"d":"44"},{"v":31.237,"d":"31"}]
[33,"高耗能企业2组",3201700110578,"宜兴市富瑞兴化工设备有限公司","周铁","交流10kV",100,100,10,{"v":12.4547,"d":"12"},{"v":4.8751,"d":"5"},{"v":1.253,"d":"1"},{"v":2.4547,"d":"2"},0,0]
[34,"高耗能企业2组",3201700112299,"宜兴市万达富工业设备有限公司","周铁","交流10kV",250,250,25,{"v":17.0415,"d":"17"},{"v":7.825,"d":"8"},{"v":1.6404,"d":"2"},0,0,0]
[35,"高耗能企业2组",3201700127595,"江苏中信国安新材料有限公司","周铁","交流10kV",2890,1000,100,{"v":49.5704,"d":"50"},{"v":49.9852,"d":"50"},{"v":79.6296,"d":"80"},0,0,0]
[36,"高耗能企业2组",3201700140046,"无锡市弘业新型建材有限公司","周铁","交流10kV",3630,3630,363,{"v":30.6091,"d":"31"},{"v":29.5,"d":"30"},{"v":18.9151,"d":"19"},0,0,0]
[37,"高耗能企业2组",3201700145592,"宜兴市江山生物科技有限公司","周铁","交流10kV",1880,1250,125,{"v":530.1091,"d":"530"},{"v":517.8125,"d":"518"},{"v":388.1815,"d":"388"},{"v":405.1091,"d":"405"},{"v":392.8125,"d":"393"},{"v":263.1815,"d":"263"}]
[38,"高耗能企业2组",3201700144547,"江苏朗科建材科技有限公司","周铁","交流10kV",250,250,25,{"v":26.622,"d":"27"},{"v":16.2906,"d":"16"},{"v":1.6075,"d":"2"},{"v":1.622,"d":"2"},0,0]
[39,"高耗能企业2组",3201110670359,"宜兴市天源化工有限公司","周铁","交流10kV",250,250,25,{"v":12.8573,"d":"13"},{"v":8.2136,"d":"8"},{"v":2.0687,"d":"2"},0,0,0]
[40,"高耗能企业2组",3201111063564,"宜兴市磊裕水泥制品有限公司","周铁","交流10kV",160,0,0,0,0,0,0,0,0]
[41,"高耗能企业2组",3201111644933,"无锡市精密钢管有限公司","周铁","交流10kV",1130,630,63,{"v":463.0855,"d":"463"},{"v":440.2593,"d":"440"},{"v":186.413,"d":"186"},{"v":400.0855,"d":"400"},{"v":377.2593,"d":"377"},{"v":123.413,"d":"123"}]
[42,"高耗能企业2组",3201113762230,"宜兴市西艾思玻璃制品有限公司","周铁","交流10kV",6690,250,25,{"v":11.6545,"d":"12"},{"v":1.0345,"d":"1"},{"v":2.8302,"d":"3"},0,0,0]
[43,"高耗能企业2组",3201113814580,"无锡市久晟机械有限公司","周铁","交流10kV",250,250,25,{"v":145.2404,"d":"145"},{"v":124.85,"d":"125"},{"v":9.6548,"d":"10"},{"v":120.2404,"d":"120"},{"v":99.85,"d":"100"},0]
[44,"高耗能企业2组",3203075553937,"无锡讴格智控流体科技有限公司","周铁","交流10kV",500,500,50,0,0,0,0,0,0]
[45,"高耗能企业2组",3203083002390,"江苏骏高科技有限公司","周铁","交流10kV",500,500,50,{"v":94.9462,"d":"95"},{"v":158.1583,"d":"158"},{"v":9.1771,"d":"9"},{"v":44.9462,"d":"45"},{"v":108.1583,"d":"108"},0]
[46,"高耗能企业2组",3201700110660,"花岗石薄板厂","张渚","交流10kV",200,200,20,{"v":2.7263,"d":"3"},{"v":2.7785,"d":"3"},{"v":2.1623,"d":"2"},0,0,0]
[47,"高耗能企业2组",3201700110661,"鞋厂","张渚","交流10kV",100,100,10,{"v":0.0555,"d":"0"},{"v":0.0673,"d":"0"},{"v":0.0546,"d":"0"},0,0,0]
[48,"高耗能企业2组",3201700110663,"宜兴大理石厂","张渚","交流10kV",160,160,16,{"v":46.9513,"d":"47"},{"v":45.6491,"d":"46"},{"v":5.6596,"d":"6"},{"v":30.9513,"d":"31"},{"v":29.6491,"d":"30"},0]
[49,"高耗能企业2组",3201700110664,"花岗石装饰厂","张渚","交流10kV",200,200,20,{"v":93.7436,"d":"94"},{"v":89.2931,"d":"89"},{"v":8.2373,"d":"8"},{"v":73.7436,"d":"74"},{"v":69.2931,"d":"69"},0]
[50,"高耗能企业2组",3201700110667,"宜兴市张渚镇华裕石材厂","张渚","交流10kV",400,250,25,{"v":69.3212,"d":"69"},{"v":43.6272,"d":"44"},{"v":9.2272,"d":"9"},{"v":44.3212,"d":"44"},{"v":18.6272,"d":"19"},0]
[51,"高耗能企业2组",3201700110674,"宜兴市兴东南石材有限公司","张渚","交流10kV",400,400,40,{"v":70.3868,"d":"70"},{"v":80.6449,"d":"81"},{"v":10.0322,"d":"10"},{"v":30.3868,"d":"30"},{"v":40.6449,"d":"41"},0]
[52,"高耗能企业2组",3201700110679,"宜兴市张渚镇喜发大理石板材厂","张渚","交流10kV",250,250,25,{"v":3.7955,"d":"4"},{"v":50.1328,"d":"50"},{"v":31.2908,"d":"31"},0,{"v":25.1328,"d":"25"},{"v":6.2908,"d":"6"}]
[53,"高耗能企业2组",3201700110704,"宜兴市金潮铝业有限公司","张渚","交流10kV",250,250,25,{"v":197.2502,"d":"197"},{"v":156.0376,"d":"156"},{"v":8.6896,"d":"9"},{"v":172.2502,"d":"172"},{"v":131.0376,"d":"131"},0]
[54,"高耗能企业2组",3201700110709,"宜兴市张渚镇建磊板材厂","张渚","交流10kV",250,250,25,{"v":60.3986,"d":"60"},{"v":50.4813,"d":"50"},{"v":17.1511,"d":"17"},{"v":35.3986,"d":"35"},{"v":25.4813,"d":"25"},0]
[55,"高耗能企业2组",3201700110778,"宜兴杰达家具有限公司","张渚","交流10kV",200,200,20,{"v":0.3291,"d":"0"},{"v":0.3059,"d":"0"},{"v":0.5129,"d":"1"},0,0,0]
[56,"高耗能企业2组",3201700110831,"宜兴市天峰建筑陶瓷厂","张渚","交流10kV",250,250,25,{"v":1.1378,"d":"1"},{"v":1.0724,"d":"1"},{"v":1.4464,"d":"1"},0,0,0]
[57,"高耗能企业2组",3201700111051,"宜兴市张渚镇宏达大理石工艺厂","张渚","交流10kV",200,200,20,{"v":68.3904,"d":"68"},{"v":80.2456,"d":"80"},{"v":5.8448,"d":"6"},{"v":48.3904,"d":"48"},{"v":60.2456,"d":"60"},0]
[58,"高耗能企业2组",3201700111057,"宜兴市嘉华石业有限公司","张渚","交流10kV",100,100,10,{"v":8.2398,"d":"8"},{"v":7.8752,"d":"8"},{"v":3.7951,"d":"4"},0,0,0]
[59,"高耗能企业2组",3201700111079,"华阳石材厂","张渚","交流10kV",100,0,0,0,0,0,0,0,0]
[60,"高耗能企业2组",3201700111080,"宜兴市张渚镇怡和大理石厂","张渚","交流10kV",315,250,25,{"v":98.0418,"d":"98"},{"v":93.2029,"d":"93"},{"v":0.1827,"d":"0"},{"v":73.0418,"d":"73"},{"v":68.2029,"d":"68"},0]
[61,"高耗能企业2组",3201700111081,"宜兴市张渚镇高阳工艺石材厂","张渚","交流10kV",250,250,25,{"v":1.5568,"d":"2"},{"v":1.5576,"d":"2"},{"v":1.725,"d":"2"},0,0,0]
[62,"高耗能企业2组",3201700111087,"宜兴市华宝石材厂","张渚","交流10kV",200,200,20,{"v":12.6991,"d":"13"},{"v":13.8215,"d":"14"},{"v":3.9569,"d":"4"},0,0,0]
[63,"高耗能企业2组",3201700111088,"宜兴市张渚镇东龙村村民委员会","张渚","交流10kV",80,80,8,{"v":1.7783,"d":"2"},{"v":1.5777,"d":"2"},{"v":2.4012,"d":"2"},0,0,0]
[64,"高耗能企业2组",3201700111090,"宜兴市东吴石业有限公司","张渚","交流10kV",315,315,{"v":31.5,"d":"32"},{"v":110.6259,"d":"111"},{"v":168.3967,"d":"168"},{"v":81.1089,"d":"81"},{"v":79.1259,"d":"79"},{"v":136.8967,"d":"137"},{"v":49.6089,"d":"50"}]
[65,"高耗能企业2组",3201700111094,"宜兴市张渚镇祥搏石材厂","张渚","交流10kV",400,400,40,{"v":157.5357,"d":"158"},{"v":162.9982,"d":"163"},{"v":11.4967,"d":"11"},{"v":117.5357,"d":"118"},{"v":122.9982,"d":"123"},0]
[66,"高耗能企业2组",3201700111096,"宜兴市东来石材有限公司","张渚","交流10kV",200,0,0,0,0,0,0,0,0]
[67,"高耗能企业2组",3201700111098,"宜兴市东吴石业有限公司","张渚","交流10kV",250,250,25,{"v":18.8111,"d":"19"},{"v":41.5109,"d":"42"},{"v":0.3396,"d":"0"},0,{"v":16.5109,"d":"17"},0]
[68,"高耗能企业2组",3201700111221,"水龙茶场","张渚","交流10kV",160,160,16,{"v":16.7246,"d":"17"},{"v":20.3296,"d":"20"},{"v":0.1125,"d":"0"},{"v":0.724599999999999,"d":"1"},{"v":4.3296,"d":"4"},0]
[69,"高耗能企业2组",3201700111236,"宜兴市张渚建筑材料有限公司","张渚","交流10kV",160,160,16,0,0,0,0,0,0]
[70,"高耗能企业2组",3201700111239,"宜兴市张渚镇嘉坤石材厂","张渚","交流10kV",250,250,25,0,0,0,0,0,0]
[71,"高耗能企业2组",3201700111251,"南二坨","张渚","交流10kV",200,200,20,{"v":36.3364,"d":"36"},{"v":30.2658,"d":"30"},{"v":2.6134,"d":"3"},{"v":16.3364,"d":"16"},{"v":10.2658,"d":"10"},0]
[72,"高耗能企业2组",3201700111271,"宜兴市张渚镇兴石石材厂","张渚","交流10kV",250,250,25,{"v":58.0344,"d":"58"},{"v":57.0019,"d":"57"},{"v":8.7122,"d":"9"},{"v":33.0344,"d":"33"},{"v":32.0019,"d":"32"},0]
[73,"高耗能企业2组",3201700111276,"宜兴市张渚镇升阳石材厂","张渚","交流10kV",160,160,16,{"v":151.2164,"d":"151"},{"v":145.6,"d":"146"},{"v":31.0384,"d":"31"},{"v":135.2164,"d":"135"},{"v":129.6,"d":"130"},{"v":15.0384,"d":"15"}]
[74,"高耗能企业2组",3201700111278,"茶亭轧石机","张渚","交流10kV",200,200,20,{"v":114.0223,"d":"114"},{"v":110.1457,"d":"110"},{"v":7.4035,"d":"7"},{"v":94.0223,"d":"94"},{"v":90.1457,"d":"90"},0]
[75,"高耗能企业2组",3201700111279,"宜兴市张渚镇怡和大理石厂","张渚","交流10kV",160,160,16,{"v":0.1022,"d":"0"},{"v":0.2229,"d":"0"},{"v":0.0937,"d":"0"},0,0,0]
[76,"高耗能企业2组",3201700111280,"宜兴杰达石材有限公司","张渚","交流10kV",315,315,{"v":31.5,"d":"32"},{"v":79.06,"d":"79"},{"v":118.9389,"d":"119"},{"v":60.5018,"d":"61"},{"v":47.56,"d":"48"},{"v":87.4389,"d":"87"},{"v":29.0018,"d":"29"}]
[77,"高耗能企业2组",3201700111282,"宜兴市恒达石材有限公司","张渚","交流10kV",315,0,0,0,0,0,0,0,0]
[78,"高耗能企业2组",3201700111297,"宜兴市兴东南石材有限公司","张渚","交流10kV",315,315,{"v":31.5,"d":"32"},{"v":1.7905,"d":"2"},{"v":1.5513,"d":"2"},{"v":1.972,"d":"2"},0,0,0]
[79,"高耗能企业2组",3201700111310,"宜兴市康顺节能材料科技有限公司","张渚","交流10kV",250,250,25,{"v":15.8359,"d":"16"},{"v":9.0674,"d":"9"},{"v":2.3948,"d":"2"},0,0,0]
[80,"高耗能企业2组",3201700111313,"宜兴市通富建材有限公司","张渚","交流10kV",100,0,0,0,0,0,0,0,0]
[81,"高耗能企业2组",3201700111320,"宜兴市沪宜矿粉厂","张渚","交流10kV",500,500,50,{"v":5.6373,"d":"6"},{"v":9.0871,"d":"9"},{"v":7.3438,"d":"7"},0,0,0]
[82,"高耗能企业2组",3201700111343,"宜兴市蔚辰金属材料有限公司","张渚","交流10kV",315,315,{"v":31.5,"d":"32"},{"v":5.1263,"d":"5"},{"v":13.56,"d":"14"},{"v":3.9942,"d":"4"},0,0,0]
[83,"高耗能企业2组",3201700111351,"宜兴市开勃石业有限公司","张渚","交流10kV",400,400,40,{"v":50.0815,"d":"50"},140,{"v":5.3625,"d":"5"},{"v":10.0815,"d":"10"},100,0]
[84,"高耗能企业2组",3201700111357,"宜兴市南方石材厂","张渚","交流10kV",200,200,20,{"v":8.1287,"d":"8"},{"v":7.318,"d":"7"},{"v":4.2968,"d":"4"},0,0,0]
[85,"高耗能企业2组",3201700111375,"宜兴市康辉碳酸钙有限公司","张渚","交流10kV",800,800,80,{"v":22.1691,"d":"22"},{"v":63.8241,"d":"64"},{"v":77.5509,"d":"78"},0,0,0]
[86,"高耗能企业2组",3201700111384,"宜兴市康辉碳酸钙有限公司","张渚","交流10kV",500,500,50,{"v":8.2757,"d":"8"},{"v":12.0954,"d":"12"},{"v":6.0705,"d":"6"},0,0,0]
[87,"高耗能企业2组",3201700112106,"宜兴市量能陶瓷厂","张渚","交流10kV",315,250,25,{"v":117.4482,"d":"117"},{"v":107.5885,"d":"108"},{"v":90.6902,"d":"91"},{"v":92.4482,"d":"92"},{"v":82.5885,"d":"83"},{"v":65.6902,"d":"66"}]
[88,"高耗能企业2组",3201700112492,"宜兴市富瑞迪建筑新材料有限公司","张渚","交流10kV",160,160,16,{"v":0.4685,"d":"0"},{"v":0.6453,"d":"1"},{"v":0.7598,"d":"1"},0,0,0]
[89,"高耗能企业2组",3201700112551,"宜兴市咖啡石材有限公司","张渚","交流10kV",315,250,25,{"v":33.0296,"d":"33"},{"v":35.4387,"d":"35"},{"v":29.847,"d":"30"},{"v":8.0296,"d":"8"},{"v":10.4387,"d":"10"},{"v":4.847,"d":"5"}]
[90,"高耗能企业2组",3201700114484,"宜兴市张渚镇青龙石材厂","张渚","交流10kV",250,250,25,{"v":57.0377,"d":"57"},{"v":52.6709,"d":"53"},{"v":6.9075,"d":"7"},{"v":32.0377,"d":"32"},{"v":27.6709,"d":"28"},0]
[91,"高耗能企业2组",3201700112412,"宜兴市南山建材化工有限公司","张渚","交流10kV",250,250,25,{"v":79.4152,"d":"79"},{"v":50.8076,"d":"51"},{"v":101.1537,"d":"101"},{"v":54.4152,"d":"54"},{"v":25.8076,"d":"26"},{"v":76.1537,"d":"76"}]
[92,"高耗能企业2组",3201700116151,"宜兴兴运石材有限公司","张渚","交流10kV",250,250,25,{"v":64.396,"d":"64"},{"v":67.7511,"d":"68"},{"v":2.413,"d":"2"},{"v":39.396,"d":"39"},{"v":42.7511,"d":"43"},0]
[93,"高耗能企业2组",3201700118129,"宜兴市铭浩新型墙体材料有限公司","张渚","交流10kV",2850,2850,285,{"v":827.8214,"d":"828"},{"v":1027.7778,"d":"1028"},{"v":756.0545,"d":"756"},{"v":542.8214,"d":"543"},{"v":742.7778,"d":"743"},{"v":471.0545,"d":"471"}]
[94,"高耗能企业2组",3201700118200,"宜兴市创新建材厂","张渚","交流10kV",500,500,50,{"v":26.9472,"d":"27"},{"v":31.5211,"d":"32"},{"v":1.5895,"d":"2"},0,0,0]
[95,"高耗能企业2组",3201700122899,"宜兴市张渚苏盛大理石厂","张渚","交流10kV",80,80,8,{"v":2.9312,"d":"3"},{"v":7.7225,"d":"8"},{"v":2.1388,"d":"2"},0,0,0]
[96,"高耗能企业2组",3201700124170,"宜兴市康逞精细建材厂","张渚","交流10kV",500,500,50,{"v":39.4525,"d":"39"},{"v":119.4949,"d":"119"},{"v":72.3536,"d":"72"},0,{"v":69.4949,"d":"69"},{"v":22.3536,"d":"22"}]
[97,"高耗能企业2组",3201700126146,"宜兴美联常驰石业有限公司","张渚","交流10kV",1250,1250,125,{"v":532.0214,"d":"532"},{"v":703.312,"d":"703"},{"v":34.4872,"d":"34"},{"v":407.0214,"d":"407"},{"v":578.312,"d":"578"},0]
[98,"高耗能企业2组",3201700127963,"宜兴市张渚矿山建材厂","张渚","交流10kV",80,80,8,{"v":6.5637,"d":"7"},{"v":4.7137,"d":"5"},{"v":1.7282,"d":"2"},0,0,0]
[99,"高耗能企业2组",3201700128607,"宜兴市兴盛玻璃厂","张渚","交流10kV",250,0,0,0,0,0,0,0,0]
[100,"高耗能企业2组",3201700130564,"宜兴市张渚镇永恒石材厂","张渚","交流10kV",250,250,25,{"v":30.3763,"d":"30"},{"v":31.4535,"d":"31"},{"v":5.3234,"d":"5"},{"v":5.3763,"d":"5"},{"v":6.4535,"d":"6"},0]
[101,"高耗能企业2组",3201700134555,"宜兴市张渚镇兴宏大理石厂","张渚","交流10kV",80,80,8,{"v":21.7911,"d":"22"},{"v":23.8472,"d":"24"},{"v":0.1216,"d":"0"},{"v":13.7911,"d":"14"},{"v":15.8472,"d":"16"},0]
[102,"高耗能企业2组",3201700134972,"宜兴市张渚镇华益大理石厂","张渚","交流10kV",250,250,25,{"v":127.6704,"d":"128"},{"v":123.5525,"d":"124"},{"v":92.4007,"d":"92"},{"v":102.6704,"d":"103"},{"v":98.5525,"d":"99"},{"v":67.4007,"d":"67"}]
[103,"高耗能企业2组",3201700142595,"宜兴市华旺漆业有限公司","张渚","交流10kV",80,80,8,0,0,0,0,0,0]
[104,"高耗能企业2组",3201700144402,"宜兴市大理石矿","张渚","交流10kV",250,250,25,{"v":1.5776,"d":"2"},{"v":1.1538,"d":"1"},{"v":0.8036,"d":"1"},0,0,0]
[105,"高耗能企业2组",3201700142422,"宜兴市轩凯科技有限公司","张渚","交流10kV",250,250,25,{"v":16.2546,"d":"16"},{"v":12.8323,"d":"13"},{"v":5.6329,"d":"6"},0,0,0]
[106,"高耗能企业2组",3201700149894,"宜兴市通富建材有限公司","张渚","交流10kV",8500,8500,850,{"v":552.963,"d":"553"},{"v":1257.9216,"d":"1258"},{"v":2166.6122,"d":"2167"},0,{"v":407.9216,"d":"408"},{"v":1316.6122,"d":"1317"}]
[107,"高耗能企业2组",3201700149395,"宜兴市张渚兴朝机械厂","张渚","交流10kV",400,0,0,0,0,0,0,0,0]
[108,"高耗能企业2组",3201110021419,"江苏精诚山钙业有限公司","张渚","交流10kV",400,400,40,{"v":63.3378,"d":"63"},{"v":72.3271,"d":"72"},{"v":11.6691,"d":"12"},{"v":23.3378,"d":"23"},{"v":32.3271,"d":"32"},0]
[109,"高耗能企业2组",3201110041118,"无锡欣迪润滑科技有限公司","张渚","交流10kV",160,160,16,{"v":1.5536,"d":"2"},{"v":1.04,"d":"1"},{"v":0.6391,"d":"1"},0,0,0]
[110,"高耗能企业2组",3201110057587,"江苏精诚山钙业有限公司","张渚","交流10kV",400,400,40,{"v":7.456,"d":"7"},{"v":0.2467,"d":"0"},{"v":0.1615,"d":"0"},0,0,0]
[111,"高耗能企业2组",3201110057804,"江苏精诚山钙业有限公司","张渚","交流10kV",400,400,40,{"v":89.598,"d":"90"},{"v":106.1208,"d":"106"},{"v":23.5398,"d":"24"},{"v":49.598,"d":"50"},{"v":66.1208,"d":"66"},0]
[112,"高耗能企业2组",3201110057835,"江苏精诚山钙业有限公司","张渚","交流10kV",400,400,40,{"v":56.2593,"d":"56"},{"v":57.3737,"d":"57"},{"v":1.6271,"d":"2"},{"v":16.2593,"d":"16"},{"v":17.3737,"d":"17"},0]
[113,"高耗能企业2组",3201110142888,"宜兴市茗岭红岭建筑陶瓷厂","张渚","交流10kV",250,250,25,{"v":5.1913,"d":"5"},{"v":3.4091,"d":"3"},{"v":0.1189,"d":"0"},0,0,0]
[114,"高耗能企业2组",3201110349214,"江苏精诚山钙业有限公司","张渚","交流10kV",400,0,0,0,0,0,0,0,0]
[115,"高耗能企业2组",3201110410585,"宜兴市张渚镇华澳大理石厂","张渚","交流10kV",100,100,10,{"v":23.2398,"d":"23"},{"v":20.5345,"d":"21"},{"v":0.2646,"d":"0"},{"v":13.2398,"d":"13"},{"v":10.5345,"d":"11"},0]
[116,"高耗能企业2组",3201110731845,"宜兴市通富建材有限公司","张渚","交流10kV",400,0,0,0,0,0,0,0,0]
[117,"高耗能企业2组",3201110735167,"江苏大鹏建材科技有限公司","张渚","交流10kV",630,400,40,{"v":25.117,"d":"25"},{"v":30.3286,"d":"30"},{"v":64.1118,"d":"64"},0,0,{"v":24.1118,"d":"24"}]
[118,"高耗能企业2组",3201110841035,"宜兴市环宇滑石粉厂","张渚","交流10kV",250,250,25,{"v":4.7655,"d":"5"},{"v":1.34,"d":"1"},{"v":126.604,"d":"127"},0,0,{"v":101.604,"d":"102"}]
[119,"高耗能企业2组",3201111063577,"宜兴市张渚镇茶林大理石厂","张渚","交流10kV",250,250,25,{"v":11.3927,"d":"11"},{"v":19.9182,"d":"20"},{"v":2.117,"d":"2"},0,0,0]
[120,"高耗能企业2组",3201111500234,"宜兴市邦迪建材有限公司","张渚","交流10kV",965,965,{"v":96.5,"d":"97"},{"v":126.9628,"d":"127"},{"v":153.6529,"d":"154"},{"v":26.455,"d":"26"},{"v":30.4628,"d":"30"},{"v":57.1529,"d":"57"},0]
[121,"高耗能企业2组",3201111575133,"宜兴市茶前砂石有限公司","张渚","交流10kV",250,250,25,{"v":3.7345,"d":"4"},{"v":17.7171,"d":"18"},{"v":8.9424,"d":"9"},0,0,0]
[122,"高耗能企业2组",3201113484609,"宜兴海兴石业有限公司","张渚","交流10kV",250,250,25,{"v":40.1854,"d":"40"},{"v":20.3255,"d":"20"},{"v":1.3248,"d":"1"},{"v":15.1854,"d":"15"},0,0]
[123,"高耗能企业2组",3201113668457,"江苏悦禧玫瑰科技有限公司","张渚","交流10kV",400,400,40,{"v":0.0951,"d":"0"},{"v":0.03,"d":"0"},{"v":0.1067,"d":"0"},0,0,0]
[124,"高耗能企业2组",3201113922465,"宜兴市张渚镇汉和石材工艺厂","张渚","交流10kV",250,250,25,{"v":100.31,"d":"100"},{"v":88.1161,"d":"88"},{"v":4.4876,"d":"4"},{"v":75.31,"d":"75"},{"v":63.1161,"d":"63"},0]
[125,"高耗能企业2组",3201113959414,"宜兴市通富建材有限公司","张渚","交流10kV",250,0,0,0,0,0,0,0,0]
[126,"高耗能企业2组",3201113985019,"宜兴市张渚镇恒天大理石厂","张渚","交流10kV",400,250,25,{"v":134.225,"d":"134"},{"v":153.1374,"d":"153"},{"v":43.8129,"d":"44"},{"v":109.225,"d":"109"},{"v":128.1374,"d":"128"},{"v":18.8129,"d":"19"}]
[127,"高耗能企业2组",3201114036321,"宜兴市兴东南石材有限公司","张渚","交流10kV",500,500,50,{"v":82.4268,"d":"82"},{"v":82.8545,"d":"83"},{"v":41.1736,"d":"41"},{"v":32.4268,"d":"32"},{"v":32.8545,"d":"33"},0]
[128,"高耗能企业2组",3201114068185,"无锡三人行化工有限公司","张渚","交流10kV",80,80,8,{"v":0.4212,"d":"0"},{"v":0.4258,"d":"0"},{"v":0.4652,"d":"0"},0,0,0]
[129,"高耗能企业2组",3201114263256,"宜兴市锡达重质碳酸钙厂","张渚","交流10kV",250,250,25,{"v":4.0145,"d":"4"},{"v":5.4944,"d":"5"},{"v":3.2733,"d":"3"},0,0,0]
[130,"高耗能企业2组",3201114398457,"宜兴市华虹混凝土有限公司","张渚","交流10kV",500,0,0,{"v":226.5532,"d":"227"},{"v":144.3217,"d":"144"},{"v":153.467,"d":"153"},0,0,0]
[131,"高耗能企业2组",3201114429968,"宜兴市恒隆石材厂","张渚","交流10kV",250,250,25,{"v":25.6813,"d":"26"},{"v":36.244,"d":"36"},{"v":5.4759,"d":"5"},{"v":0.6813,"d":"1"},{"v":11.244,"d":"11"},0]
[132,"高耗能企业2组",3201114432601,"宜兴市康辉碳酸钙有限公司","张渚","交流10kV",500,500,50,{"v":33.0276,"d":"33"},{"v":91.8996,"d":"92"},{"v":21.9645,"d":"22"},0,{"v":41.8996,"d":"42"},0]
[133,"高耗能企业2组",3201114437215,"宜兴市兴澄发建材有限公司","张渚","交流10kV",2250,1600,160,{"v":23.7,"d":"24"},{"v":131.4286,"d":"131"},{"v":13.7865,"d":"14"},0,0,0]
[134,"高耗能企业2组",3201114522321,"无锡强路新型墙体材料有限公司","张渚","交流10kV",500,500,50,{"v":48.7764,"d":"49"},{"v":162.2073,"d":"162"},{"v":14.0805,"d":"14"},0,{"v":112.2073,"d":"112"},0]
[135,"高耗能企业2组",3201114565700,"宜兴市祥群建材有限公司","张渚","交流10kV",250,250,25,{"v":5.8049,"d":"6"},{"v":11.5692,"d":"12"},{"v":0.6962,"d":"1"},0,0,0]
[136,"高耗能企业2组",3201114574399,"宜兴市五千年玉雕工艺厂","张渚","交流10kV",250,250,25,{"v":36.9,"d":"37"},{"v":39.6567,"d":"40"},{"v":3.5696,"d":"4"},{"v":11.9,"d":"12"},{"v":14.6567,"d":"15"},0]
[137,"高耗能企业2组",3201114627824,"宜兴市诚一新型建材厂","张渚","交流10kV",1000,1000,100,{"v":48.5509,"d":"49"},{"v":73.4917,"d":"73"},{"v":15.6164,"d":"16"},0,0,0]
[138,"高耗能企业2组",3201114754290,"宜兴市飞里矿粉厂","张渚","交流10kV",500,500,50,{"v":77.243,"d":"77"},{"v":64.3324,"d":"64"},{"v":132.6191,"d":"133"},{"v":27.243,"d":"27"},{"v":14.3324,"d":"14"},{"v":82.6191,"d":"83"}]
[139,"高耗能企业2组",3201114820077,"宜兴市张渚镇梅芬建材经营部","张渚","交流10kV",500,0,0,0,0,0,0,0,0]
[140,"高耗能企业2组",3201114827463,"宜兴市梦皓建材有限公司","张渚","交流10kV",1600,1600,160,{"v":32.0607,"d":"32"},{"v":32.5455,"d":"33"},{"v":193.8556,"d":"194"},0,0,{"v":33.8556,"d":"34"}]
[141,"高耗能企业2组",3201114827799,"江苏康辉硅酸钙板有限公司","张渚","交流10kV",500,0,0,0,0,0,0,0,0]
[142,"高耗能企业2组",3203000525604,"宜兴市神牛工业气体有限公司","张渚","交流10kV",250,250,25,{"v":3.5727,"d":"4"},{"v":2.8882,"d":"3"},{"v":2.0136,"d":"2"},0,0,0]
[143,"高耗能企业2组",3203005169224,"无锡市欧易德机械有限公司","张渚","交流10kV",80,80,8,{"v":16.6571,"d":"17"},{"v":16.9533,"d":"17"},{"v":2.3984,"d":"2"},{"v":8.6571,"d":"9"},{"v":8.9533,"d":"9"},0]
[144,"高耗能企业2组",3203077136549,"吴翔","张渚","交流10kV",200,0,0,0,0,0,0,0,0]
[145,"高耗能企业2组",3203077811618,"宜兴市乔达纺织厂","张渚","交流10kV",250,250,25,{"v":7.9393,"d":"8"},{"v":7.798,"d":"8"},{"v":2.5575,"d":"3"},0,0,0]
[146,"高耗能企业2组",3203079764615,"宜兴市硕达新型材料科技有限公司","张渚","交流10kV",500,0,0,{"v":0.0185,"d":"0"},{"v":0.0157,"d":"0"},{"v":0.02,"d":"0"},{"v":0.0185,"d":"0"},{"v":0.0157,"d":"0"},{"v":0.02,"d":"0"}]
[147,"高耗能企业2组",3203078957449,"无锡市博金睿再生资源回收有限公司","张渚","交流10kV",250,250,25,{"v":17.7267,"d":"18"},{"v":60.4057,"d":"60"},{"v":37.7344,"d":"38"},0,{"v":35.4057,"d":"35"},{"v":12.7344,"d":"13"}]
[148,"高耗能企业2组",3203079854886,"宜兴鑫华铖科技有限公司","张渚","交流10kV",250,250,25,{"v":32.2404,"d":"32"},{"v":37.21,"d":"37"},{"v":0.8784,"d":"1"},{"v":7.2404,"d":"7"},{"v":12.21,"d":"12"},0]
[149,"高耗能企业2组",3203082028970,"宜兴市旭灿新材料科技有限公司","张渚","交流10kV",630,630,63,{"v":1.6871,"d":"2"},{"v":1.5067,"d":"2"},{"v":1.3527,"d":"1"},0,0,0]
[150,"高耗能企业2组",3203083856563,"宜兴市上干生物质燃料有限公司","张渚","交流10kV",200,200,20,{"v":2.7042,"d":"3"},{"v":2.0522,"d":"2"},{"v":3.2922,"d":"3"},0,0,0]
[151,"高耗能企业2组",3203087415709,"宜兴市张渚镇广发水泥制品厂","张渚","交流10kV",250,250,25,{"v":59.0486,"d":"59"},{"v":50.3593,"d":"50"},{"v":2.4976,"d":"2"},{"v":34.0486,"d":"34"},{"v":25.3593,"d":"25"},0]
[152,"高耗能企业2组",3201700111535,"宜兴市南园园东工贸有限公司","宜城","交流10kV",200,200,20,{"v":0.4312,"d":"0"},{"v":0.5182,"d":"1"},{"v":0.1245,"d":"0"},0,0,0]
[153,"高耗能企业2组",3201700111536,"宜兴瑞泰耐火材料有限公司","宜城","交流10kV",945,945,{"v":94.5,"d":"95"},{"v":67.4491,"d":"67"},{"v":66.8667,"d":"67"},{"v":52.3055,"d":"52"},0,0,0]
[154,"高耗能企业2组",3201700111545,"猪场","宜城","交流10kV",100,100,10,{"v":25.0998,"d":"25"},{"v":23.508,"d":"24"},{"v":24.0909,"d":"24"},{"v":15.0998,"d":"15"},{"v":13.508,"d":"14"},{"v":14.0909,"d":"14"}]
[155,"高耗能企业2组",3201700111546,"宜兴市宝欣耐火材料有限公司","宜城","交流10kV",200,200,20,{"v":19.8478,"d":"20"},{"v":13.6328,"d":"14"},{"v":2.3301,"d":"2"},0,0,0]
[156,"高耗能企业2组",3201700111550,"宜兴市华业建材有限公司","宜城","交流10kV",200,200,20,{"v":81.6964,"d":"82"},{"v":65.9364,"d":"66"},{"v":33.8107,"d":"34"},{"v":61.6964,"d":"62"},{"v":45.9364,"d":"46"},{"v":13.8107,"d":"14"}]
[157,"高耗能企业2组",3201700112289,"江苏地龙管业有限公司","宜城","交流10kV",250,250,25,{"v":53.1411,"d":"53"},{"v":54.034,"d":"54"},{"v":34.2218,"d":"34"},{"v":28.1411,"d":"28"},{"v":29.034,"d":"29"},{"v":9.2218,"d":"9"}]
[158,"高耗能企业2组",3201700123036,"宜兴市强大耐火材料有限公司","宜城","交流10kV",80,80,8,{"v":19.8177,"d":"20"},{"v":18.2349,"d":"18"},{"v":3.9035,"d":"4"},{"v":11.8177,"d":"12"},{"v":10.2349,"d":"10"},0]
[159,"高耗能企业2组",3201700126451,"江苏地龙管业有限公司","宜城","交流10kV",500,500,50,{"v":123.613,"d":"124"},{"v":132.9182,"d":"133"},{"v":22.4566,"d":"22"},{"v":73.613,"d":"74"},{"v":82.9182,"d":"83"},0]
[160,"高耗能企业2组",3201700137661,"江苏地龙管业有限公司","宜城","交流10kV",250,250,25,{"v":51.1802,"d":"51"},{"v":54.7757,"d":"55"},{"v":10.1059,"d":"10"},{"v":26.1802,"d":"26"},{"v":29.7757,"d":"30"},0]
[161,"高耗能企业2组",3201111514337,"宜兴市诺科陶瓷有限公司","宜城","交流10kV",250,250,25,{"v":101.64,"d":"102"},{"v":97.0236,"d":"97"},{"v":81.9618,"d":"82"},{"v":76.64,"d":"77"},{"v":72.0236,"d":"72"},{"v":56.9618,"d":"57"}]
[162,"高耗能企业2组",3201112241733,"宜兴市申兴瓷件厂有限公司","宜城","交流10kV",250,250,25,200,200,200,175,175,175]
[163,"高耗能企业2组",3203003284128,"宜兴市中电耐磨耐火科技有限公司","宜城","交流10kV",250,250,25,{"v":110.8696,"d":"111"},{"v":84.4426,"d":"84"},{"v":27.9307,"d":"28"},{"v":85.8696,"d":"86"},{"v":59.4426,"d":"59"},{"v":2.9307,"d":"3"}]
[164,"高耗能企业2组",3203006301416,"宜兴市中环耐火材料有限公司","宜城","交流10kV",250,250,25,{"v":92.3339,"d":"92"},{"v":88.887,"d":"89"},{"v":43.5364,"d":"44"},{"v":67.3339,"d":"67"},{"v":63.887,"d":"64"},{"v":18.5364,"d":"19"}]
[165,"高耗能企业2组",3201700110486,"江苏东邦科技有限公司","杨巷","交流10kV",1400,1000,100,{"v":261.1673,"d":"261"},{"v":253.56,"d":"254"},{"v":169.0607,"d":"169"},{"v":161.1673,"d":"161"},{"v":153.56,"d":"154"},{"v":69.0607,"d":"69"}]
[166,"高耗能企业2组",3201111275733,"宜兴市千金铜业有限公司","杨巷","交流10kV",2850,1250,125,0,0,{"v":16.5302,"d":"17"},0,0,0]
[167,"高耗能企业2组",3201113266861,"江苏国平油品科技有限公司","杨巷","交流10kV",500,500,50,{"v":109.8577,"d":"110"},{"v":124.64,"d":"125"},{"v":45.2533,"d":"45"},{"v":59.8577,"d":"60"},{"v":74.64,"d":"75"},0]
[168,"高耗能企业2组",3201114222721,"宜兴市涂门纳米新材料有限公司","杨巷","交流10kV",500,0,0,{"v":0.0871,"d":"0"},{"v":0.6172,"d":"1"},{"v":0.0558,"d":"0"},{"v":0.0871,"d":"0"},0,{"v":0.0558,"d":"0"}]
[169,"高耗能企业2组",3201114420820,"宜兴市丰华盛商贸有限公司","杨巷","交流10kV",250,250,25,{"v":0.3834,"d":"0"},{"v":0.3832,"d":"0"},{"v":1.3028,"d":"1"},0,0,0]
[170,"高耗能企业2组",3201114611752,"宜兴苏建新型建材科技有限公司","杨巷","交流10kV",2730,2730,273,{"v":347.5455,"d":"348"},{"v":309.887,"d":"310"},{"v":173.7395,"d":"174"},{"v":74.5455,"d":"75"},{"v":36.887,"d":"37"},0]
[171,"高耗能企业2组",3201114907397,"无锡金东能环境科技有限公司","杨巷","交流10kV",1300,1300,130,{"v":228.6436,"d":"229"},{"v":210.9037,"d":"211"},{"v":122.0679,"d":"122"},{"v":98.6436,"d":"99"},{"v":80.9037,"d":"81"},0]
[172,"高耗能企业2组",3203079109594,"无锡市中杰包装材料有限公司","杨巷","交流10kV",250,250,25,{"v":7.1527,"d":"7"},{"v":9.3124,"d":"9"},{"v":6.3089,"d":"6"},0,0,0]
[173,"高耗能企业2组",3203079187330,"宜兴市张渚镇跃伟大理石厂","杨巷","交流10kV",400,0,0,0,0,0,0,0,0]
[174,"高耗能企业2组",3203079703375,"宜兴市通富建材有限公司","杨巷","交流10kV",1000,500,50,{"v":3.8591,"d":"4"},{"v":3.54,"d":"4"},{"v":2.0625,"d":"2"},0,0,0]
[175,"高耗能企业2组",3203080076214,"氟特高新材料（无锡）有限公司","杨巷","交流10kV",400,400,40,{"v":34.1242,"d":"34"},{"v":33.2294,"d":"33"},{"v":25.9789,"d":"26"},0,0,0]
[176,"高耗能企业2组",3203082354778,"宜兴市旺达塑业有限公司","杨巷","交流10kV",500,500,50,{"v":13.1195,"d":"13"},{"v":12.0409,"d":"12"},{"v":9.8734,"d":"10"},0,0,0]
[177,"高耗能企业2组",3203082628933,"无锡垚之久汽车零部件有限公司","杨巷","交流10kV",250,250,25,{"v":13.9711,"d":"14"},{"v":9.7764,"d":"10"},{"v":1.5625,"d":"2"},0,0,0]
[178,"高耗能企业2组",3203083377182,"宜兴市双平线缆有限公司","杨巷","交流10kV",1200,800,80,{"v":267.3,"d":"267"},{"v":245.3873,"d":"245"},{"v":209.2345,"d":"209"},{"v":187.3,"d":"187"},{"v":165.3873,"d":"165"},{"v":129.2345,"d":"129"}]
[179,"高耗能企业2组",3203081455419,"无锡华亨线缆有限公司","杨巷","交流10kV",1130,1130,113,{"v":145.2776,"d":"145"},{"v":145.6232,"d":"146"},{"v":42.73,"d":"43"},{"v":32.2776,"d":"32"},{"v":32.6232,"d":"33"},0]
[180,"高耗能企业2组",3203083044739,"无锡市军艳橡塑有限公司","杨巷","交流10kV",500,500,50,{"v":279.2932,"d":"279"},{"v":271.7725,"d":"272"},{"v":93.8676,"d":"94"},{"v":229.2932,"d":"229"},{"v":221.7725,"d":"222"},{"v":43.8676,"d":"44"}]
[181,"高耗能企业2组",3201700110371,"无锡远东玻璃有限公司","徐舍","交流10kV",2150,900,90,{"v":29.9778,"d":"30"},{"v":73.2188,"d":"73"},{"v":65.4364,"d":"65"},0,0,0]
[182,"高耗能企业2组",3201700110429,"宜兴市苏南化工厂有限公司","徐舍","交流10kV",100,100,10,{"v":3.7741,"d":"4"},{"v":1.9977,"d":"2"},{"v":1.1291,"d":"1"},0,0,0]
[183,"高耗能企业2组",3201700112333,"宜兴市超敏化工有限公司","徐舍","交流10kV",80,80,8,{"v":0.8957,"d":"1"},{"v":1.0091,"d":"1"},{"v":0.8221,"d":"1"},0,0,0]
[184,"高耗能企业2组",3201700112334,"江苏聚丰稀土合金有限公司","徐舍","交流10kV",2850,2050,205,{"v":15.4255,"d":"15"},{"v":4.3158,"d":"4"},{"v":298.7855,"d":"299"},0,0,{"v":93.7855,"d":"94"}]
[185,"高耗能企业2组",3201700113757,"宜兴市鲸皇电机冲片有限公司","徐舍","交流10kV",1250,1250,125,{"v":412.1913,"d":"412"},{"v":390.073,"d":"390"},{"v":10.6909,"d":"11"},{"v":287.1913,"d":"287"},{"v":265.073,"d":"265"},0]
[186,"高耗能企业2组",3201700125224,"宜兴市埝头汤泉采石矿","徐舍","交流10kV",250,0,0,0,0,0,0,0,0]
[187,"高耗能企业2组",3201700135393,"宜兴市八零环保设备有限公司","徐舍","交流10kV",160,160,16,{"v":27.8379,"d":"28"},{"v":28.3981,"d":"28"},{"v":19.0043,"d":"19"},{"v":11.8379,"d":"12"},{"v":12.3981,"d":"12"},{"v":3.0043,"d":"3"}]
[188,"高耗能企业2组",3201700140760,"无锡市必盛水处理剂有限公司","徐舍","交流10kV",400,400,40,{"v":178.4821,"d":"178"},{"v":165.2618,"d":"165"},{"v":107.6804,"d":"108"},{"v":138.4821,"d":"138"},{"v":125.2618,"d":"125"},{"v":67.6804,"d":"68"}]
[189,"高耗能企业2组",3201700145661,"宜兴市华虹混凝土有限公司","徐舍","交流10kV",400,400,40,{"v":119.954,"d":"120"},{"v":133.6418,"d":"134"},{"v":56.4364,"d":"56"},{"v":79.954,"d":"80"},{"v":93.6418,"d":"94"},{"v":16.4364,"d":"16"}]
[190,"高耗能企业2组",3201110000584,"江苏宜净水处理化学品有限公司","徐舍","交流10kV",630,630,63,{"v":309.3442,"d":"309"},{"v":308.449,"d":"308"},{"v":234.2745,"d":"234"},{"v":246.3442,"d":"246"},{"v":245.449,"d":"245"},{"v":171.2745,"d":"171"}]
[191,"高耗能企业2组",3201110021442,"宜兴市振华预制构件制造有限公司","徐舍","交流10kV",3030,1600,160,{"v":339.2622,"d":"339"},{"v":383.8652,"d":"384"},{"v":404.2577,"d":"404"},{"v":179.2622,"d":"179"},{"v":223.8652,"d":"224"},{"v":244.2577,"d":"244"}]
[192,"高耗能企业2组",3201110367320,"宜兴市浩特机械制造有限公司","徐舍","交流10kV",400,250,25,{"v":5.7243,"d":"6"},{"v":5.5893,"d":"6"},{"v":5.0132,"d":"5"},0,0,0]
[193,"高耗能企业2组",3201110784337,"江苏庆通宇建材发展有限公司","徐舍","交流10kV",1050,1050,105,{"v":36.8679,"d":"37"},{"v":30.9791,"d":"31"},{"v":47.3473,"d":"47"},0,0,0]
[194,"高耗能企业2组",3201111575433,"宜兴苏洋铜业有限公司","徐舍","交流10kV",250,0,0,0,0,0,0,0,0]
[195,"高耗能企业2组",3201111908033,"无锡市盛家渡新型建材有限公司","徐舍","交流10kV",250,250,25,0,0,0,0,0,0]
[196,"高耗能企业2组",3201112092841,"宜兴市鲸塘镇诚庄空心砖厂","徐舍","交流10kV",400,0,0,0,0,0,0,0,0]
[197,"高耗能企业2组",3201112113841,"华虹集团宜兴市华虹新型墙体建筑材料有限公司","徐舍","交流10kV",2125,1500,150,{"v":115.1018,"d":"115"},{"v":120.6097,"d":"121"},{"v":63.5691,"d":"64"},0,0,0]
[198,"高耗能企业2组",3201112455733,"宜兴市亚泰方正铜材有限公司","徐舍","交流10kV",315,315,{"v":31.5,"d":"32"},{"v":81.5074,"d":"82"},{"v":70.9097,"d":"71"},{"v":47.775,"d":"48"},{"v":50.0074,"d":"50"},{"v":39.4097,"d":"39"},{"v":16.275,"d":"16"}]
[199,"高耗能企业2组",3201113070419,"无锡江丰资源再生有限公司","徐舍","交流10kV",2500,2500,250,{"v":341.463,"d":"341"},{"v":301.715,"d":"302"},{"v":280.6109,"d":"281"},{"v":91.463,"d":"91"},{"v":51.715,"d":"52"},{"v":30.6109,"d":"31"}]
[200,"高耗能企业2组",3201113390365,"潞安宏泰新型铜材科技宜兴有限公司","徐舍","交流10kV",6765,6765,{"v":676.5,"d":"677"},{"v":1109.6964,"d":"1110"},{"v":1462.8148,"d":"1463"},{"v":2259.9818,"d":"2260"},{"v":433.1964,"d":"433"},{"v":786.3148,"d":"786"},{"v":1583.4818,"d":"1583"}]
[201,"高耗能企业2组",3201113394585,"宜兴市永虹昌商贸有限公司","徐舍","交流10kV",500,0,0,{"v":180.2154,"d":"180"},{"v":49.3238,"d":"49"},{"v":114.7832,"d":"115"},0,0,0]
[202,"高耗能企业2组",3201113609667,"宜兴市东一建材有限公司","徐舍","交流10kV",250,250,25,{"v":57.0857,"d":"57"},{"v":93.1836,"d":"93"},{"v":19.2879,"d":"19"},{"v":32.0857,"d":"32"},{"v":68.1836,"d":"68"},0]
[203,"高耗能企业2组",3201113649669,"宜兴金亿达建材销售有限公司","徐舍","交流10kV",250,0,0,0,0,0,0,0,0]
[204,"高耗能企业2组",3201114077370,"无锡市铁鑫耐火材料有限公司","徐舍","交流10kV",250,250,25,{"v":6.862,"d":"7"},{"v":8.5258,"d":"9"},{"v":0.9825,"d":"1"},0,0,0]
[205,"高耗能企业2组",3201114431480,"宜兴市奇瑞建材有限公司","徐舍","交流10kV",1250,1250,125,{"v":269.9321,"d":"270"},{"v":265.0519,"d":"265"},{"v":244.8093,"d":"245"},{"v":144.9321,"d":"145"},{"v":140.0519,"d":"140"},{"v":119.8093,"d":"120"}]
[206,"高耗能企业2组",3201114594673,"江苏鼎筑预制构件有限公司","徐舍","交流10kV",500,500,50,{"v":71.6418,"d":"72"},{"v":69.6018,"d":"70"},{"v":20.2485,"d":"20"},{"v":21.6418,"d":"22"},{"v":19.6018,"d":"20"},0]
[207,"高耗能企业2组",3201114600115,"宜兴市通协混凝土有限公司","徐舍","交流10kV",500,500,50,{"v":27.2455,"d":"27"},{"v":35.8494,"d":"36"},{"v":14.4316,"d":"14"},0,0,0]
[208,"高耗能企业2组",3201114713746,"宜兴市三瑞高温材料有限公司","徐舍","交流10kV",250,250,25,{"v":0.1732,"d":"0"},{"v":0.1695,"d":"0"},{"v":0.0822,"d":"0"},0,0,0]
[209,"高耗能企业2组",3201114734994,"江苏镁研材料科技有限公司","徐舍","交流10kV",250,250,25,{"v":1.9831,"d":"2"},{"v":0.9876,"d":"1"},{"v":0.6317,"d":"1"},0,0,0]
[210,"高耗能企业2组",3203004468404,"江苏诺亚建材科技有限公司","徐舍","交流10kV",500,500,50,{"v":76.784,"d":"77"},{"v":72.16,"d":"72"},{"v":6.0463,"d":"6"},{"v":26.784,"d":"27"},{"v":22.16,"d":"22"},0]
[211,"高耗能企业2组",3203070345385,"江苏嘉德重工有限公司","徐舍","交流10kV",1600,800,80,{"v":56.9585,"d":"57"},{"v":47.88,"d":"48"},{"v":6.9132,"d":"7"},0,0,0]
[212,"高耗能企业2组",3203076022267,"宜兴市徐舍镇人民政府","徐舍","交流10kV",6260,0,0,0,0,0,0,0,0]
[213,"高耗能企业2组",3203078814103,"宜兴市鼎业新型建材有限公司","徐舍","交流10kV",5480,4480,448,{"v":691.5322,"d":"692"},{"v":330.7392,"d":"331"},{"v":836.9636,"d":"837"},{"v":243.5322,"d":"244"},0,{"v":388.9636,"d":"389"}]
[214,"高耗能企业2组",3203083484206,"江苏国沣新材料有限公司","徐舍","交流10kV",2100,0,0,{"v":17.6827,"d":"18"},{"v":11.525,"d":"12"},{"v":4.834,"d":"5"},0,0,0]
[215,"高耗能企业2组",3203083933155,"江苏通诚建设工程有限公司","徐舍","交流10kV",2450,2450,245,{"v":384.7885,"d":"385"},{"v":451.6962,"d":"452"},{"v":68.5104,"d":"69"},{"v":139.7885,"d":"140"},{"v":206.6962,"d":"207"},0]
[216,"高耗能企业2组",3203084010048,"宜兴市臣功制药设备厂","徐舍","交流10kV",250,250,25,{"v":53.6509,"d":"54"},{"v":40.8345,"d":"41"},{"v":11.0677,"d":"11"},{"v":28.6509,"d":"29"},{"v":15.8345,"d":"16"},0]
[217,"高耗能企业2组",3203084020738,"宜兴市徐舍镇现代制药设备厂","徐舍","交流10kV",250,250,25,{"v":74.8138,"d":"75"},{"v":70.8806,"d":"71"},{"v":1.3698,"d":"1"},{"v":49.8138,"d":"50"},{"v":45.8806,"d":"46"},0]
[218,"高耗能企业2组",3203082403537,"宜兴市氿普实业有限公司","徐舍","交流10kV",250,250,25,{"v":8.0111,"d":"8"},{"v":8.3556,"d":"8"},{"v":2.0477,"d":"2"},0,0,0]
[219,"高耗能企业2组",3203084152546,"江苏通诚建设工程有限公司","徐舍","交流10kV",500,500,50,{"v":30.3277,"d":"30"},{"v":37.578,"d":"38"},{"v":8.8261,"d":"9"},0,0,0]
[220,"高耗能企业2组",3203084328383,"中晟新材料科技（宜兴）有限公司","徐舍","交流10kV",1200,800,80,{"v":333.2926,"d":"333"},{"v":290.813,"d":"291"},{"v":51.012,"d":"51"},{"v":253.2926,"d":"253"},{"v":210.813,"d":"211"},0]
[221,"高耗能企业2组",3203084630760,"宜兴市优仁石油制品有限公司","徐舍","交流10kV",400,400,40,{"v":14.6418,"d":"15"},{"v":6.8118,"d":"7"},{"v":8.3764,"d":"8"},0,0,0]
[222,"高耗能企业2组",3203083761924,"宜兴市海阳建材机械有限公司","徐舍","交流10kV",630,630,63,{"v":16.0114,"d":"16"},{"v":15.3469,"d":"15"},{"v":31.0604,"d":"31"},0,0,0]
[223,"高耗能企业2组",3203086222664,"宜兴沃德凯新材料科技有限公司","徐舍","交流10kV",1050,250,25,0,0,0,0,0,0]
[224,"高耗能企业2组",3201700123102,"宜兴市远洋耐火保温厂","新庄","交流10kV",500,500,50,{"v":158.5661,"d":"159"},{"v":161.9655,"d":"162"},{"v":108.2623,"d":"108"},{"v":108.5661,"d":"109"},{"v":111.9655,"d":"112"},{"v":58.2623,"d":"58"}]
[225,"高耗能企业2组",3201700141760,"江苏诺亚建材科技有限公司","新庄","交流10kV",100,100,10,{"v":15.9584,"d":"16"},{"v":16.116,"d":"16"},{"v":2.1833,"d":"2"},{"v":5.9584,"d":"6"},{"v":6.116,"d":"6"},0]
[226,"高耗能企业2组",3201700140724,"宜兴市恒祥耐火材料有限公司","新庄","交流10kV",250,250,25,{"v":7.5416,"d":"8"},{"v":5.9572,"d":"6"},{"v":1.8946,"d":"2"},0,0,0]
[227,"高耗能企业2组",3201110007955,"江苏安固电建工程有限公司","新庄","交流10kV",250,250,25,{"v":10.1947,"d":"10"},{"v":9.0582,"d":"9"},{"v":1.1274,"d":"1"},0,0,0]
[228,"高耗能企业2组",3201110376596,"江苏俊锦塑木有限公司","新庄","交流10kV",400,0,0,0,0,0,0,0,0]
[229,"高耗能企业2组",3201110452750,"江苏正达炉料有限公司","新庄","交流10kV",3500,500,50,{"v":71.0385,"d":"71"},{"v":88.7255,"d":"89"},{"v":104.31,"d":"104"},{"v":21.0385,"d":"21"},{"v":38.7255,"d":"39"},{"v":54.31,"d":"54"}]
[230,"高耗能企业2组",3201110537329,"江苏晔华炉业有限公司","新庄","交流10kV",1050,250,25,{"v":8.1553,"d":"8"},{"v":5.8077,"d":"6"},{"v":6.579,"d":"7"},0,0,0]
[231,"高耗能企业2组",3201110794011,"宜兴市远洋船舶材料有限公司","新庄","交流10kV",1650,1250,125,{"v":191.0596,"d":"191"},{"v":179.625,"d":"180"},{"v":56.486,"d":"56"},{"v":66.0596,"d":"66"},{"v":54.625,"d":"55"},0]
[232,"高耗能企业2组",3201111633533,"宜兴中裕混凝土有限公司","新庄","交流10kV",800,800,80,{"v":77.6167,"d":"78"},{"v":64.2625,"d":"64"},{"v":29.149,"d":"29"},0,0,0]
[233,"高耗能企业2组",3201113006934,"江苏诺明高温材料股份有限公司","新庄","交流10kV",6630,6630,663,{"v":736.463,"d":"736"},{"v":928.4167,"d":"928"},{"v":510.58,"d":"511"},{"v":73.463,"d":"73"},{"v":265.4167,"d":"265"},0]
[234,"高耗能企业2组",3201113295688,"宜兴金君耐火炉料有限公司","新庄","交流10kV",800,800,80,{"v":107.9691,"d":"108"},{"v":131.4891,"d":"131"},{"v":223.352,"d":"223"},{"v":27.9691,"d":"28"},{"v":51.4891,"d":"51"},{"v":143.352,"d":"143"}]
[235,"高耗能企业2组",3201113752607,"宜兴市金旭节能材料有限公司","新庄","交流10kV",200,200,20,{"v":30.2757,"d":"30"},{"v":23.9029,"d":"24"},{"v":1.8426,"d":"2"},{"v":10.2757,"d":"10"},{"v":3.9029,"d":"4"},0]
[236,"高耗能企业2组",3201113846770,"宜兴市奇盼新材料科技有限公司","新庄","交流10kV",400,400,40,{"v":15.8507,"d":"16"},{"v":15.0111,"d":"15"},{"v":3.8356,"d":"4"},0,0,0]
[237,"高耗能企业2组",3201114819615,"宜兴市迅达耐火材料有限公司","新庄","交流10kV",400,400,40,{"v":10.758,"d":"11"},{"v":8.1238,"d":"8"},{"v":3.5221,"d":"4"},0,0,0]
[238,"高耗能企业2组",3203003366890,"江苏正达炉料有限公司","新庄","交流10kV",315,0,0,0,0,0,0,0,0]
[239,"高耗能企业2组",3203005839155,"汉生豪斯（无锡）纸业有限公司","新庄","交流10kV",500,500,50,{"v":127.5607,"d":"128"},{"v":136.3943,"d":"136"},{"v":44.7094,"d":"45"},{"v":77.5607,"d":"78"},{"v":86.3943,"d":"86"},0]
[240,"高耗能企业2组",3203071214414,"江苏华翊成电气科技有限公司","新庄","交流10kV",250,250,25,{"v":92.7872,"d":"93"},{"v":91.2173,"d":"91"},{"v":42.5804,"d":"43"},{"v":67.7872,"d":"68"},{"v":66.2173,"d":"66"},{"v":17.5804,"d":"18"}]
[241,"高耗能企业2组",3203076113541,"宜兴市恒祥耐火材料有限公司","新庄","交流10kV",500,500,50,{"v":132.525,"d":"133"},{"v":129.0767,"d":"129"},{"v":33.9283,"d":"34"},{"v":82.525,"d":"83"},{"v":79.0767,"d":"79"},0]
[242,"高耗能企业2组",3203081936892,"宜兴市神洲土工材料有限公司","新庄","交流10kV",2500,2500,250,{"v":2414.5714,"d":"2415"},{"v":2451.3584,"d":"2451"},{"v":2360.3454,"d":"2360"},{"v":2164.5714,"d":"2165"},{"v":2201.3584,"d":"2201"},{"v":2110.3454,"d":"2110"}]
[243,"高耗能企业2组",3203083312944,"宜兴市佳莱特机械设备有限公司","新庄","交流10kV",250,250,25,0,0,0,0,0,0]
[244,"高耗能企业2组",3201700109980,"江苏嘉耐高温材料股份有限公司","新庄","交流10kV",630,630,63,{"v":298.4161,"d":"298"},{"v":264.68,"d":"265"},{"v":233.3585,"d":"233"},{"v":235.4161,"d":"235"},{"v":201.68,"d":"202"},{"v":170.3585,"d":"170"}]
[245,"高耗能企业2组",3201110065003,"江苏嘉耐高温材料股份有限公司","新庄","交流10kV",5000,5000,500,{"v":851.1964,"d":"851"},{"v":856.7164,"d":"857"},{"v":847.9245,"d":"848"},{"v":351.1964,"d":"351"},{"v":356.7164,"d":"357"},{"v":347.9245,"d":"348"}]
[246,"高耗能企业2组",3203084455723,"昆山康奥建材科技有限公司巴城分公司","新庄","交流10kV",400,400,40,{"v":116.8811,"d":"117"},{"v":115.6829,"d":"116"},{"v":5.3575,"d":"5"},{"v":76.8811,"d":"77"},{"v":75.6829,"d":"76"},0]
[247,"高耗能企业2组",3201700110186,"江苏赛易特新材料科技有限公司","新建","交流10kV",315,250,25,{"v":2.5715,"d":"3"},{"v":2.3764,"d":"2"},{"v":1.254,"d":"1"},0,0,0]
[248,"高耗能企业2组",3201700110194,"江苏昌吉利新能源科技有限公司","新建","交流10kV",880,880,88,{"v":386.6786,"d":"387"},{"v":415.6852,"d":"416"},{"v":374.1464,"d":"374"},{"v":298.6786,"d":"299"},{"v":327.6852,"d":"328"},{"v":286.1464,"d":"286"}]
[249,"高耗能企业2组",3201700112096,"无锡润新染料有限公司","新建","交流10kV",1800,0,0,0,0,0,0,0,0]
[250,"高耗能企业2组",3201700120304,"宜兴市宜金人造金刚石有限公司","新建","交流10kV",315,0,0,0,0,0,0,0,0]
[251,"高耗能企业2组",3201110288116,"无锡市润尔润滑油有限公司","新建","交流10kV",250,250,25,{"v":0.8934,"d":"1"},{"v":0.7298,"d":"1"},{"v":1.1179,"d":"1"},0,0,0]
[252,"高耗能企业2组",3201110739037,"宜兴市博研欣业科技有限公司","新建","交流10kV",315,0,0,0,0,0,0,0,0]
[253,"高耗能企业2组",3201113993872,"无锡市海凌石化有限公司","新建","交流10kV",250,250,25,{"v":6.901,"d":"7"},{"v":5.6973,"d":"6"},{"v":2.1924,"d":"2"},0,0,0]
[254,"高耗能企业2组",3201114245596,"无锡市宜能石化有限公司","新建","交流10kV",250,250,25,0,0,0,0,0,0]
[255,"高耗能企业2组",3203003767640,"江苏圣威朗铝业有限公司","新建","交流10kV",1260,1260,126,{"v":221.7415,"d":"222"},{"v":239.0596,"d":"239"},{"v":359.0863,"d":"359"},{"v":95.7415,"d":"96"},{"v":113.0596,"d":"113"},{"v":233.0863,"d":"233"}]
[256,"高耗能企业2组",3203070911047,"江苏大华玻璃钢有限公司","新建","交流10kV",250,250,25,{"v":49.635,"d":"50"},{"v":25.4735,"d":"25"},{"v":7.5941,"d":"8"},{"v":24.635,"d":"25"},{"v":0.473500000000001,"d":"0"},0]
[257,"高耗能企业2组",3203081096764,"江苏天尼威环保科技有限公司","新建","交流10kV",250,250,25,{"v":22.7856,"d":"23"},{"v":24.5433,"d":"25"},{"v":2.8821,"d":"3"},0,0,0]
[258,"高耗能企业2组",3203082397711,"无锡东亮企业管理有限公司","新建","交流10kV",5830,0,0,{"v":0.0774,"d":"0"},{"v":0.0521,"d":"0"},{"v":0.0322,"d":"0"},{"v":0.0774,"d":"0"},{"v":0.0521,"d":"0"},{"v":0.0322,"d":"0"}]
[259,"高耗能企业2组",3203081486702,"江苏广兴丰茂科技有限公司","新建","交流10kV",3000,3000,300,{"v":1003.0643,"d":"1003"},{"v":864.1964,"d":"864"},{"v":276.6857,"d":"277"},{"v":703.0643,"d":"703"},{"v":564.1964,"d":"564"},0]
[260,"高耗能企业2组",3203084217450,"无锡市振海环保科技有限公司","新建","交流10kV",400,400,40,{"v":117.2768,"d":"117"},{"v":101.9116,"d":"102"},{"v":113.8378,"d":"114"},{"v":77.2768,"d":"77"},{"v":61.9116,"d":"62"},{"v":73.8378,"d":"74"}]
[261,"高耗能企业2组",3203084284570,"宜兴市振海稀土材料有限公司","新建","交流10kV",1600,1600,160,{"v":200.3571,"d":"200"},{"v":195.2185,"d":"195"},{"v":582.5556,"d":"583"},{"v":40.3571,"d":"40"},{"v":35.2185,"d":"35"},{"v":422.5556,"d":"423"}]
[262,"高耗能企业2组",3201700110874,"宜兴市鸿胜建材有限公司","西渚","交流10kV",200,200,20,{"v":0.0295,"d":"0"},0,0,0,0,0]
[263,"高耗能企业2组",3201700110899,"宜兴市顺达灯具厂","西渚","交流10kV",100,0,0,0,0,0,0,0,0]
[264,"高耗能企业2组",3201700110947,"宜兴市亨达化工有限公司","西渚","交流10kV",250,250,25,{"v":2.4129,"d":"2"},{"v":2.6325,"d":"3"},{"v":1.2445,"d":"1"},0,0,0]
[265,"高耗能企业2组",3201700110958,"宜兴市创业琉璃瓦厂","西渚","交流10kV",80,0,0,0,0,0,0,0,0]
[266,"高耗能企业2组",3201700125555,"宜兴市亿顺新型建材有限公司","西渚","交流10kV",250,0,0,0,0,0,0,0,0]
[267,"高耗能企业2组",3201700134869,"宜兴市金山建筑陶瓷厂","西渚","交流10kV",160,0,0,0,0,0,0,0,0]
[268,"高耗能企业2组",3201110452928,"无锡市鸿翔耐火材料有限公司","西渚","交流10kV",250,250,25,{"v":87.8161,"d":"88"},{"v":79.0705,"d":"79"},{"v":21.6073,"d":"22"},{"v":62.8161,"d":"63"},{"v":54.0705,"d":"54"},0]
[269,"高耗能企业2组",3201114520732,"无锡市广宇化工厂","西渚","交流10kV",200,200,20,{"v":0.108,"d":"0"},{"v":0.2736,"d":"0"},{"v":0.167,"d":"0"},0,0,0]
[270,"高耗能企业2组",3201114672418,"宜兴市金迈新型建材有限公司","西渚","交流10kV",1600,1600,160,{"v":386.8464,"d":"387"},{"v":717.3222,"d":"717"},{"v":812.8618,"d":"813"},{"v":226.8464,"d":"227"},{"v":557.3222,"d":"557"},{"v":652.8618,"d":"653"}]
[271,"高耗能企业2组",3203080911769,"宜兴市光明特种瓷件有限公司","西渚","交流10kV",500,500,50,{"v":152.9768,"d":"153"},{"v":141.0488,"d":"141"},{"v":108.7828,"d":"109"},{"v":102.9768,"d":"103"},{"v":91.0488,"d":"91"},{"v":58.7828,"d":"59"}]
[272,"高耗能企业2组",3201700110766,"无锡市华敏铜业有限公司","万石","交流10kV",800,0,0,0,0,0,0,0,0]
[273,"高耗能企业2组",3201700110769,"宜兴市志博新材料科技有限公司","万石","交流10kV",250,250,25,{"v":20.7513,"d":"21"},{"v":12.1667,"d":"12"},{"v":3.253,"d":"3"},0,0,0]
[274,"高耗能企业2组",3201700118170,"无锡市多正威新材料科技有限公司","万石","交流10kV",2050,1250,125,{"v":75.9509,"d":"76"},{"v":95.6226,"d":"96"},{"v":145.3904,"d":"145"},0,0,{"v":20.3904,"d":"20"}]
[275,"高耗能企业2组",3201700140714,"宜兴市宏益新型建材科技有限公司","万石","交流10kV",400,400,40,{"v":76.5469,"d":"77"},{"v":37.7027,"d":"38"},{"v":10.7139,"d":"11"},{"v":36.5469,"d":"37"},0,0]
[276,"高耗能企业2组",3201700141924,"宜兴兴农化工制品有限公司","万石","交流10kV",400,400,40,{"v":10.0871,"d":"10"},{"v":9.3256,"d":"9"},{"v":1.4938,"d":"1"},0,0,0]
[277,"高耗能企业2组",3201700147889,"江苏瑞诚非金属材料有限公司","万石","交流10kV",400,400,40,{"v":75.9829,"d":"76"},{"v":61.1433,"d":"61"},{"v":32.9071,"d":"33"},{"v":35.9829,"d":"36"},{"v":21.1433,"d":"21"},0]
[278,"高耗能企业2组",3201700148381,"宜兴市五龙石业工艺有限公司","万石","交流10kV",630,630,63,{"v":153.9379,"d":"154"},{"v":118.22,"d":"118"},{"v":61.8578,"d":"62"},{"v":90.9379,"d":"91"},{"v":55.22,"d":"55"},0]
[279,"高耗能企业2组",3201110010431,"江苏飞升石业有限公司","万石","交流10kV",630,630,63,{"v":219.8179,"d":"220"},{"v":166.1345,"d":"166"},{"v":55.0433,"d":"55"},{"v":156.8179,"d":"157"},{"v":103.1345,"d":"103"},0]
[280,"高耗能企业2组",3201110714133,"宜兴升平石业有限公司","万石","交流10kV",400,400,40,{"v":11.648,"d":"12"},{"v":43.1152,"d":"43"},{"v":44.423,"d":"44"},0,{"v":3.1152,"d":"3"},{"v":4.423,"d":"4"}]
[281,"高耗能企业2组",3201112776836,"宜兴市时代中进石材有限公司","万石","交流10kV",400,400,40,{"v":151.7907,"d":"152"},{"v":159.8328,"d":"160"},{"v":2.2656,"d":"2"},{"v":111.7907,"d":"112"},{"v":119.8328,"d":"120"},0]
[282,"高耗能企业2组",3201112800046,"宜兴市光裕装饰材料有限公司","万石","交流10kV",250,250,25,{"v":22.6811,"d":"23"},{"v":17.1415,"d":"17"},{"v":0.7643,"d":"1"},0,0,0]
[283,"高耗能企业2组",3201113331713,"宜兴市千任石墨制品有限公司","万石","交流10kV",250,250,25,{"v":2.2094,"d":"2"},{"v":4.0647,"d":"4"},{"v":0.1178,"d":"0"},0,0,0]
[284,"高耗能企业2组",3201113444749,"宜兴市成益石业工艺有限公司","万石","交流10kV",500,250,25,{"v":53.0868,"d":"53"},{"v":35.5167,"d":"36"},{"v":8.2912,"d":"8"},{"v":28.0868,"d":"28"},{"v":10.5167,"d":"11"},0]
[285,"高耗能企业2组",3201113495173,"江苏一超新型建材科技有限公司","万石","交流10kV",500,500,50,{"v":155.1321,"d":"155"},{"v":94.1941,"d":"94"},{"v":38.46,"d":"38"},{"v":105.1321,"d":"105"},{"v":44.1941,"d":"44"},0]
[286,"高耗能企业2组",3201113727800,"宜兴市方圆化工有限公司","万石","交流10kV",250,250,25,{"v":1.6093,"d":"2"},{"v":2.6733,"d":"3"},{"v":1.693,"d":"2"},0,0,0]
[287,"高耗能企业2组",3201113852724,"宜兴市创意建材有限公司","万石","交流10kV",250,250,25,{"v":3.5833,"d":"4"},{"v":3.9752,"d":"4"},{"v":2.1254,"d":"2"},0,0,0]
[288,"高耗能企业2组",3201114363731,"江苏惠瑞生物科技有限公司","万石","交流10kV",250,250,25,{"v":31.6413,"d":"32"},{"v":26.6913,"d":"27"},{"v":2.6387,"d":"3"},{"v":6.6413,"d":"7"},{"v":1.6913,"d":"2"},0]
[289,"高耗能企业2组",3201114555596,"宜兴市富利来石业工艺有限公司","万石","交流10kV",250,250,25,{"v":54.3829,"d":"54"},{"v":48.4431,"d":"48"},{"v":7.6833,"d":"8"},{"v":29.3829,"d":"29"},{"v":23.4431,"d":"23"},0]
[290,"高耗能企业2组",3203001577455,"宜兴泉和石材有限公司","万石","交流10kV",315,315,{"v":31.5,"d":"32"},{"v":128.1407,"d":"128"},{"v":102.9273,"d":"103"},{"v":66.2889,"d":"66"},{"v":96.6407,"d":"97"},{"v":71.4273,"d":"71"},{"v":34.7889,"d":"35"}]
[291,"高耗能企业2组",3203006161466,"宜兴市瑞琰石业有限公司","万石","交流10kV",1300,800,80,{"v":427.6429,"d":"428"},{"v":287.963,"d":"288"},{"v":162.1273,"d":"162"},{"v":347.6429,"d":"348"},{"v":207.963,"d":"208"},{"v":82.1273,"d":"82"}]
[292,"高耗能企业2组",3203006189185,"宜兴市瑞琰石业有限公司","万石","交流10kV",400,400,40,{"v":166.4771,"d":"166"},{"v":114.3629,"d":"114"},{"v":67.7371,"d":"68"},{"v":126.4771,"d":"126"},{"v":74.3629,"d":"74"},{"v":27.7371,"d":"28"}]
[293,"高耗能企业2组",3203082676399,"宜兴市宜武合成材料有限公司","万石","交流10kV",250,250,25,{"v":22.5745,"d":"23"},{"v":22.3191,"d":"22"},{"v":0.9177,"d":"1"},0,0,0]
[294,"高耗能企业2组",3203084601201,"海发（无锡）供应链有限公司","万石","交流10kV",315,315,{"v":31.5,"d":"32"},{"v":225.225,"d":"225"},{"v":205.7692,"d":"206"},{"v":87.4164,"d":"87"},{"v":193.725,"d":"194"},{"v":174.2692,"d":"174"},{"v":55.9164,"d":"56"}]
[295,"高耗能企业2组",3203085566266,"宜兴市鑫浩石业有限公司","万石","交流10kV",500,500,50,{"v":47.1698,"d":"47"},{"v":32.574,"d":"33"},{"v":85.5244,"d":"86"},0,0,{"v":35.5244,"d":"36"}]
[296,"高耗能企业2组",3203085708970,"宜兴市华盛制革材料有限公司","万石","交流10kV",315,315,{"v":31.5,"d":"32"},{"v":18.2585,"d":"18"},{"v":15.4237,"d":"15"},{"v":5.3646,"d":"5"},0,0,0]
[297,"高耗能企业2组",3203088630679,"宜兴市三鑫合成材料有限公司","万石","交流10kV",250,250,25,{"v":80.9623,"d":"81"},{"v":80.8245,"d":"81"},{"v":103.4673,"d":"103"},{"v":55.9623,"d":"56"},{"v":55.8245,"d":"56"},{"v":78.4673,"d":"78"}]
[298,"高耗能企业2组",3201700110963,"宜兴市建盛耐火炉料厂","太华","交流10kV",200,200,20,{"v":13.4491,"d":"13"},{"v":11.8735,"d":"12"},{"v":40.3371,"d":"40"},0,0,{"v":20.3371,"d":"20"}]
[299,"高耗能企业2组",3201700110969,"宜兴市现代化工涂料研究所","太华","交流10kV",50,0,0,0,0,0,0,0,0]
[300,"高耗能企业2组",3201700110972,"江苏添竹化工科技有限公司","太华","交流10kV",315,250,25,{"v":83.9792,"d":"84"},{"v":75.27,"d":"75"},{"v":23.0516,"d":"23"},{"v":58.9792,"d":"59"},{"v":50.27,"d":"50"},0]
[301,"高耗能企业2组",3201700110978,"宜兴市申华织造有限公司","太华","交流10kV",250,250,25,{"v":13.7632,"d":"14"},{"v":15.2616,"d":"15"},{"v":14.6336,"d":"15"},0,0,0]
[302,"高耗能企业2组",3201700111075,"宜兴市康辉化工有限公司","太华","交流10kV",50,50,5,{"v":0.8596,"d":"1"},{"v":0.7465,"d":"1"},{"v":1.1205,"d":"1"},0,0,0]
[303,"高耗能企业2组",3203070122093,"宜兴嘉博窗饰有限公司","太华","交流10kV",80,80,8,{"v":7.0779,"d":"7"},{"v":8.218,"d":"8"},{"v":3.4244,"d":"3"},0,{"v":0.218,"d":"0"},0]
[304,"高耗能企业2组",3203071045295,"宜兴市古诚建材有限公司","太华","交流10kV",250,0,0,{"v":0.1764,"d":"0"},{"v":0.1561,"d":"0"},{"v":0.1075,"d":"0"},{"v":0.1764,"d":"0"},{"v":0.1561,"d":"0"},{"v":0.1075,"d":"0"}]
[305,"高耗能企业2组",3203082595066,"宜兴市昊昌罐业有限公司","太华","交流10kV",250,250,25,{"v":22.88,"d":"23"},{"v":23.3902,"d":"23"},{"v":1.2748,"d":"1"},0,0,0]
[306,"高耗能企业2组",3201700106248,"江苏国立化工科技有限公司","开发区","交流20kV",1880,1250,125,{"v":591.9259,"d":"592"},{"v":494.4727,"d":"494"},{"v":518.2982,"d":"518"},{"v":466.9259,"d":"467"},{"v":369.4727,"d":"369"},{"v":393.2982,"d":"393"}]
[307,"高耗能企业2组",3201700106254,"江苏恒顺防水材料有限公司","开发区","交流10kV",400,400,40,{"v":17.6013,"d":"18"},{"v":16.5707,"d":"17"},{"v":15.6445,"d":"16"},0,0,0]
[308,"高耗能企业2组",3201700109963,"江苏生花农药有限公司","开发区","交流10kV",400,0,0,0,0,0,0,0,0]
[309,"高耗能企业2组",3201700109970,"江苏长城窑炉工程有限公司","开发区","交流10kV",315,315,{"v":31.5,"d":"32"},{"v":62.5857,"d":"63"},{"v":81.9714,"d":"82"},{"v":36.1369,"d":"36"},{"v":31.0857,"d":"31"},{"v":50.4714,"d":"50"},{"v":4.6369,"d":"5"}]
[310,"高耗能企业2组",3201700111913,"宜兴市龙华建筑材料有限公司","开发区","交流10kV",250,250,25,{"v":28.3938,"d":"28"},{"v":26.0235,"d":"26"},{"v":17.0719,"d":"17"},{"v":3.3938,"d":"3"},{"v":1.0235,"d":"1"},0]
[311,"高耗能企业2组",3201700122594,"江苏鑫源生化科技发展有限公司","开发区","交流10kV",800,800,80,{"v":211.7654,"d":"212"},{"v":236.598,"d":"237"},{"v":161.1,"d":"161"},{"v":131.7654,"d":"132"},{"v":156.598,"d":"157"},{"v":81.1,"d":"81"}]
[312,"高耗能企业2组",3201700124315,"江苏雷蒙新材料有限公司","开发区","交流10kV",630,630,63,{"v":104.6979,"d":"105"},{"v":102.4878,"d":"102"},{"v":74.6536,"d":"75"},{"v":41.6979,"d":"42"},{"v":39.4878,"d":"39"},{"v":11.6536,"d":"12"}]
[313,"高耗能企业2组",3201700118084,"宜兴彩晟实业有限公司","开发区","交流10kV",1600,500,50,{"v":77.6036,"d":"78"},{"v":75.0218,"d":"75"},{"v":55.16,"d":"55"},{"v":27.6036,"d":"28"},{"v":25.0218,"d":"25"},{"v":5.16,"d":"5"}]
[314,"高耗能企业2组",3201700120552,"江苏雷蒙新材料有限公司","开发区","交流10kV",1750,1750,175,{"v":851.1667,"d":"851"},{"v":808.5714,"d":"809"},{"v":720.1887,"d":"720"},{"v":676.1667,"d":"676"},{"v":633.5714,"d":"634"},{"v":545.1887,"d":"545"}]
[315,"高耗能企业2组",3201700124697,"江苏创新石化有限公司","开发区","交流10kV",500,500,50,{"v":75.443,"d":"75"},{"v":83.0375,"d":"83"},{"v":18.7554,"d":"19"},{"v":25.443,"d":"25"},{"v":33.0375,"d":"33"},0]
[316,"高耗能企业2组",3201700124364,"宜兴市联阳化工厂","开发区","交流10kV",250,250,25,0,0,0,0,0,0]
[317,"高耗能企业2组",3201700118253,"宜兴市诸桥物流有限公司","开发区","交流10kV",1000,1000,100,{"v":209.3091,"d":"209"},{"v":185.5,"d":"186"},{"v":159.278,"d":"159"},{"v":109.3091,"d":"109"},{"v":85.5,"d":"86"},{"v":59.278,"d":"59"}]
[318,"高耗能企业2组",3201700125233,"宜兴市神洲土工材料有限公司","开发区","交流10kV",315,0,0,0,0,0,0,0,0]
[319,"高耗能企业2组",3201700125462,"江苏森禾化工科技有限公司","开发区","交流10kV",400,400,40,{"v":269.4918,"d":"269"},{"v":262.8623,"d":"263"},{"v":200.508,"d":"201"},{"v":229.4918,"d":"229"},{"v":222.8623,"d":"223"},{"v":160.508,"d":"161"}]
[320,"高耗能企业2组",3201700122963,"宜兴市龙兴科技有限公司","开发区","交流10kV",1250,1250,125,{"v":3.8489,"d":"4"},{"v":3.5351,"d":"4"},{"v":2.8537,"d":"3"},0,0,0]
[321,"高耗能企业2组",3201700127554,"江苏宇星科技有限公司","开发区","交流10kV",6600,6600,660,{"v":758.9074,"d":"759"},{"v":770.0943,"d":"770"},{"v":1098.2364,"d":"1098"},{"v":98.9074000000001,"d":"99"},{"v":110.0943,"d":"110"},{"v":438.2364,"d":"438"}]
[322,"高耗能企业2组",3201700127993,"宜兴市新佳助剂有限公司","开发区","交流10kV",160,160,16,{"v":7.0408,"d":"7"},{"v":5.1367,"d":"5"},{"v":1.815,"d":"2"},0,0,0]
[323,"高耗能企业2组",3201700132817,"无锡双诚炭黑科技股份有限公司","开发区","交流10kV",3180,3180,318,{"v":306.0353,"d":"306"},{"v":291.76,"d":"292"},{"v":263.298,"d":"263"},0,0,0]
[324,"高耗能企业2组",3201700133036,"无锡宜澄化学有限公司","开发区","交流10kV",250,250,25,{"v":28.0993,"d":"28"},{"v":31.4285,"d":"31"},{"v":3.5513,"d":"4"},{"v":3.0993,"d":"3"},{"v":6.4285,"d":"6"},0]
[325,"高耗能企业2组",3201700136253,"宜兴市华光玻璃有限公司","开发区","交流10kV",1200,1200,120,{"v":302.7879,"d":"303"},{"v":242.75,"d":"243"},{"v":268.4222,"d":"268"},{"v":182.7879,"d":"183"},{"v":122.75,"d":"123"},{"v":148.4222,"d":"148"}]
[326,"高耗能企业2组",3201700139172,"华耐国际（宜兴）高级陶瓷有限公司","开发区","交流10kV",2000,2000,200,{"v":677.5536,"d":"678"},{"v":672.6923,"d":"673"},{"v":501.5536,"d":"502"},{"v":477.5536,"d":"478"},{"v":472.6923,"d":"473"},{"v":301.5536,"d":"302"}]
[327,"高耗能企业2组",3201700139585,"江苏德美科化工有限公司","开发区","交流10kV",2250,2250,225,{"v":683.6607,"d":"684"},{"v":766.6364,"d":"767"},{"v":721.9091,"d":"722"},{"v":458.6607,"d":"459"},{"v":541.6364,"d":"542"},{"v":496.9091,"d":"497"}]
[328,"高耗能企业2组",3201700140107,"宜兴市古王科技有限公司","开发区","交流10kV",1030,1030,103,{"v":271.8909,"d":"272"},{"v":259.013,"d":"259"},{"v":74.6214,"d":"75"},{"v":168.8909,"d":"169"},{"v":156.013,"d":"156"},0]
[329,"高耗能企业2组",3201700140958,"宜兴市绿源荧光材料有限公司","开发区","交流10kV",315,0,0,0,0,0,0,0,0]
[330,"高耗能企业2组",3201700141300,"国泰新科工业科技（宜兴）有限公司","开发区","交流10kV",6488,5238,{"v":523.8,"d":"524"},{"v":382.2615,"d":"382"},{"v":345.0222,"d":"345"},{"v":80.696,"d":"81"},0,0,0]
[331,"高耗能企业2组",3201700141433,"江苏金久建材集团有限公司","开发区","交流10kV",1600,1600,160,{"v":143.3407,"d":"143"},{"v":159.7815,"d":"160"},{"v":64.5585,"d":"65"},0,0,0]
[332,"高耗能企业2组",3201700141341,"江苏宝宜瑞新材料有限公司","开发区","交流10kV",1345,945,{"v":94.5,"d":"95"},{"v":423.6821,"d":"424"},{"v":421.1667,"d":"421"},{"v":36.6036,"d":"37"},{"v":329.1821,"d":"329"},{"v":326.6667,"d":"327"},0]
[333,"高耗能企业2组",3201700141846,"江苏诺明高温材料股份有限公司","开发区","交流10kV",2050,1650,165,{"v":336.2857,"d":"336"},{"v":489.9231,"d":"490"},{"v":225.9873,"d":"226"},{"v":171.2857,"d":"171"},{"v":324.9231,"d":"325"},{"v":60.9873,"d":"61"}]
[334,"高耗能企业2组",3201700143223,"宜兴市九州研磨介质有限公司","开发区","交流10kV",250,250,25,{"v":47.0389,"d":"47"},{"v":43.734,"d":"44"},{"v":13.4109,"d":"13"},{"v":22.0389,"d":"22"},{"v":18.734,"d":"19"},0]
[335,"高耗能企业2组",3201700141335,"江苏沃尔得化工有限公司","开发区","交流10kV",1030,1030,103,{"v":432.2375,"d":"432"},{"v":455.8667,"d":"456"},{"v":342.7019,"d":"343"},{"v":329.2375,"d":"329"},{"v":352.8667,"d":"353"},{"v":239.7019,"d":"240"}]
[336,"高耗能企业2组",3201700146124,"江苏冠洋精细化工有限公司","开发区","交流10kV",500,500,50,{"v":6.7242,"d":"7"},{"v":4.65,"d":"5"},{"v":1.6023,"d":"2"},0,0,0]
[337,"高耗能企业2组",3201700143779,"江苏永舟科技有限公司","开发区","交流10kV",630,630,63,{"v":134.8577,"d":"135"},{"v":129.88,"d":"130"},{"v":7.2744,"d":"7"},{"v":71.8577,"d":"72"},{"v":66.88,"d":"67"},0]
[338,"高耗能企业2组",3201700150432,"宜兴市永泰墙体建材有限公司","开发区","交流10kV",250,250,25,{"v":0.5031,"d":"1"},{"v":0.455,"d":"0"},{"v":0.6618,"d":"1"},0,0,0]
[339,"高耗能企业2组",3201700148689,"雅喜路（宜兴）复合材料有限公司","开发区","交流10kV",2000,2000,200,{"v":687.7327,"d":"688"},{"v":637.5,"d":"638"},{"v":102.5,"d":"103"},{"v":487.7327,"d":"488"},{"v":437.5,"d":"438"},0]
[340,"高耗能企业2组",3201110019216,"宜兴市耀辉科技有限公司","开发区","交流10kV",2000,1000,100,{"v":29.8518,"d":"30"},{"v":103.5455,"d":"104"},{"v":92.4745,"d":"92"},0,{"v":3.5455,"d":"4"},0]
[341,"高耗能企业2组",3201110019548,"江苏恒兴新材料科技股份有限公司","开发区","交流10kV",630,630,63,{"v":301.2222,"d":"301"},{"v":290.1455,"d":"290"},{"v":253.5893,"d":"254"},{"v":238.2222,"d":"238"},{"v":227.1455,"d":"227"},{"v":190.5893,"d":"191"}]
[342,"高耗能企业2组",3201110019930,"宜兴市欧蒙化学有限公司","开发区","交流10kV",250,250,25,{"v":2.5321,"d":"3"},{"v":2.1843,"d":"2"},{"v":0.6323,"d":"1"},0,0,0]
[343,"高耗能企业2组",3201110426534,"宜兴市相羽特种陶瓷有限公司","开发区","交流10kV",200,200,20,{"v":7.7952,"d":"8"},{"v":7.9709,"d":"8"},{"v":0.2161,"d":"0"},0,0,0]
[344,"高耗能企业2组",3201110731532,"无锡市陶栖化工有限公司","开发区","交流10kV",250,250,25,{"v":88.9545,"d":"89"},{"v":97.1615,"d":"97"},{"v":32.7629,"d":"33"},{"v":63.9545,"d":"64"},{"v":72.1615,"d":"72"},{"v":7.7629,"d":"8"}]
[345,"高耗能企业2组",3201112711735,"宜兴市创新精细化工有限公司","开发区","交流10kV",1430,1430,143,{"v":128.5857,"d":"129"},{"v":114.64,"d":"115"},{"v":56.5709,"d":"57"},0,0,0]
[346,"高耗能企业2组",3201113495162,"宜兴市江山生物科技有限公司","开发区","交流10kV",250,250,25,{"v":27.3446,"d":"27"},{"v":22.3124,"d":"22"},{"v":5.9645,"d":"6"},{"v":2.3446,"d":"2"},0,0]
[347,"高耗能企业2组",3201113499610,"宜兴市星光宝亿化工有限公司","开发区","交流10kV",400,400,40,{"v":148.4179,"d":"148"},{"v":157.8036,"d":"158"},{"v":47.4679,"d":"47"},{"v":108.4179,"d":"108"},{"v":117.8036,"d":"118"},{"v":7.4679,"d":"7"}]
[348,"高耗能企业2组",3201113510245,"宜兴华谊一品着色科技有限公司","开发区","交流10kV",11500,8300,830,0,0,0,0,0,0]
[349,"高耗能企业2组",3201113673372,"宜兴坤鑫新能源科技有限公司","开发区","交流10kV",200,200,20,{"v":24.7049,"d":"25"},{"v":20.7456,"d":"21"},{"v":4.6844,"d":"5"},{"v":4.7049,"d":"5"},{"v":0.7456,"d":"1"},0]
[350,"高耗能企业2组",3201114096792,"江苏金久建材集团有限公司","开发区","交流10kV",500,0,0,0,0,0,0,0,0]
[351,"高耗能企业2组",3201114519160,"江苏黑奇工程有限公司","开发区","交流10kV",250,250,25,{"v":10.6073,"d":"11"},{"v":9.3255,"d":"9"},{"v":6.6313,"d":"7"},0,0,0]
[352,"高耗能企业2组",3203000305135,"宜兴盛智环保科技有限公司","开发区","交流10kV",800,800,80,{"v":15.6894,"d":"16"},{"v":14.2073,"d":"14"},{"v":2.442,"d":"2"},0,0,0]
[353,"高耗能企业2组",3203080332638,"宜兴市美盛微电子科技有限公司","开发区","交流10kV",815,815,{"v":81.5,"d":"82"},{"v":441.5357,"d":"442"},{"v":447.7091,"d":"448"},{"v":286.1786,"d":"286"},{"v":360.0357,"d":"360"},{"v":366.2091,"d":"366"},{"v":204.6786,"d":"205"}]
[354,"高耗能企业2组",3203080616076,"宜兴市华剑建材有限公司","开发区","交流10kV",250,250,25,{"v":62.3169,"d":"62"},{"v":57.4385,"d":"57"},{"v":4.0321,"d":"4"},{"v":37.3169,"d":"37"},{"v":32.4385,"d":"32"},0]
[355,"高耗能企业2组",3203082025477,"宜兴市澳科物资有限公司","开发区","交流10kV",400,400,40,{"v":274.2815,"d":"274"},{"v":245.5651,"d":"246"},{"v":22.7082,"d":"23"},{"v":234.2815,"d":"234"},{"v":205.5651,"d":"206"},0]
[356,"高耗能企业2组",3203084248496,"宜兴小野田混凝土有限公司","开发区","交流10kV",1600,1600,160,{"v":151.7587,"d":"152"},{"v":183.2254,"d":"183"},{"v":52.7585,"d":"53"},0,{"v":23.2254,"d":"23"},0]
[357,"高耗能企业2组",3203085596556,"中靶贵金属材料（无锡）有限公司","开发区","交流10kV",800,800,80,{"v":2.3,"d":"2"},{"v":1.425,"d":"1"},{"v":1.44,"d":"1"},0,0,0]
[358,"高耗能企业2组",3203087386027,"江苏智山行电力工程有限公司","开发区","交流10kV",200,200,20,0,0,0,0,0,0]
[359,"高耗能企业2组",3203087572438,"宜兴市长城橡胶有限公司","开发区","交流10kV",315,315,{"v":31.5,"d":"32"},0,0,0,0,0,0]
[360,"高耗能企业2组",3201700106845,"江苏科创石化有限公司","环科园","交流10kV",815,815,{"v":81.5,"d":"82"},{"v":85.2769,"d":"85"},{"v":76.6887,"d":"77"},{"v":70.2811,"d":"70"},{"v":3.7769,"d":"4"},0,0]
[361,"高耗能企业2组",3201700106857,"宜兴市方正节能砖有限公司","环科园","交流10kV",250,250,25,{"v":38.0408,"d":"38"},{"v":26.1129,"d":"26"},{"v":11.0897,"d":"11"},{"v":13.0408,"d":"13"},{"v":1.1129,"d":"1"},0]
[362,"高耗能企业2组",3201700112078,"宜兴市创佳墙体材料有限公司","环科园","交流10kV",160,160,16,{"v":14.843,"d":"15"},{"v":14.9546,"d":"15"},{"v":1.3671,"d":"1"},0,0,0]
[363,"高耗能企业2组",3201700112483,"江苏灿维化工有限公司","环科园","交流10kV",80,80,8,{"v":3.3598,"d":"3"},{"v":3.3329,"d":"3"},{"v":2.2036,"d":"2"},0,0,0]
[364,"高耗能企业2组",3201700136122,"宜兴市祥业化工有限公司","环科园","交流10kV",250,250,25,{"v":132.3309,"d":"132"},{"v":107.2667,"d":"107"},{"v":26.1,"d":"26"},{"v":107.3309,"d":"107"},{"v":82.2667,"d":"82"},{"v":1.1,"d":"1"}]
[365,"高耗能企业2组",3201700138175,"宜兴市利嘉建筑保温工程有限公司","环科园","交流10kV",250,250,25,{"v":88.25,"d":"88"},{"v":78.6945,"d":"79"},{"v":19.8898,"d":"20"},{"v":63.25,"d":"63"},{"v":53.6945,"d":"54"},0]
[366,"高耗能企业2组",3201700138330,"宜兴市瑞建窑炉材料有限公司","环科园","交流10kV",2860,1260,126,{"v":57.68,"d":"58"},{"v":51.0473,"d":"51"},{"v":28.6148,"d":"29"},0,0,0]
[367,"高耗能企业2组",3201110167566,"宜兴市宏丰冶金耐火建筑保温辅助材料厂","环科园","交流10kV",500,500,50,{"v":9.2931,"d":"9"},{"v":11.856,"d":"12"},{"v":11.0348,"d":"11"},0,0,0]
[368,"高耗能企业2组",3201110375519,"宜兴市兴南复合材料有限公司","环科园","交流10kV",250,250,25,{"v":22.2457,"d":"22"},{"v":18.486,"d":"18"},{"v":7.0493,"d":"7"},0,0,0]
[369,"高耗能企业2组",3201110499030,"宜兴市晶盛建材厂","环科园","交流10kV",800,800,80,{"v":48.8509,"d":"49"},{"v":27.3551,"d":"27"},{"v":2.1749,"d":"2"},0,0,0]
[370,"高耗能企业2组",3201111176544,"无锡市兴达节能耐火材料有限公司","环科园","交流10kV",400,400,40,{"v":0.5082,"d":"1"},{"v":0.7178,"d":"1"},{"v":0.1281,"d":"0"},0,0,0]
[371,"高耗能企业2组",3201111619544,"无锡市古森漆业有限公司","环科园","交流10kV",250,250,25,{"v":3.4507,"d":"3"},{"v":3.2308,"d":"3"},{"v":1.6406,"d":"2"},0,0,0]
[372,"高耗能企业2组",3201111695737,"宜兴市诚宇电工材料有限公司","环科园","交流10kV",80,80,8,{"v":8.1241,"d":"8"},{"v":5.3189,"d":"5"},{"v":0.2063,"d":"0"},{"v":0.1241,"d":"0"},0,0]
[373,"高耗能企业2组",3201112134354,"宜兴市汉成玻璃钢有限公司","环科园","交流10kV",400,400,40,{"v":93.13,"d":"93"},{"v":99.134,"d":"99"},{"v":67.7344,"d":"68"},{"v":53.13,"d":"53"},{"v":59.134,"d":"59"},{"v":27.7344,"d":"28"}]
[374,"高耗能企业2组",3201112929707,"江苏中正陶瓷科技有限公司","环科园","交流10kV",250,250,25,{"v":87.9239,"d":"88"},{"v":77.178,"d":"77"},{"v":88.7234,"d":"89"},{"v":62.9239,"d":"63"},{"v":52.178,"d":"52"},{"v":63.7234,"d":"64"}]
[375,"高耗能企业2组",3201113176133,"江苏龙诚玻璃钢有限公司","环科园","交流10kV",500,500,50,{"v":94.858,"d":"95"},{"v":83.8476,"d":"84"},{"v":24.5027,"d":"25"},{"v":44.858,"d":"45"},{"v":33.8476,"d":"34"},0]
[376,"高耗能企业2组",3201113231329,"宜兴市凯达耐火材料有限公司","环科园","交流10kV",250,250,25,{"v":22.6298,"d":"23"},{"v":16.122,"d":"16"},{"v":5.0332,"d":"5"},0,0,0]
[377,"高耗能企业2组",3201113525081,"宜兴市新街新型墙体材料有限公司","环科园","交流10kV",250,250,25,{"v":43.1686,"d":"43"},{"v":40.1861,"d":"40"},{"v":3.5629,"d":"4"},{"v":18.1686,"d":"18"},{"v":15.1861,"d":"15"},0]
[378,"高耗能企业2组",3201113740147,"宜兴市伟能碳酸钙有限公司","环科园","交流10kV",400,0,0,{"v":2.7902,"d":"3"},{"v":33.3385,"d":"33"},{"v":2.8268,"d":"3"},0,0,0]
[379,"高耗能企业2组",3201114643638,"宜兴市华宇耐火电瓷厂","环科园","交流10kV",250,250,25,{"v":2.8771,"d":"3"},{"v":3.5202,"d":"4"},{"v":6.8413,"d":"7"},0,0,0]
[380,"高耗能企业2组",3203001345719,"江苏宜兴环保科技工业园发展集团有限公司","环科园","交流10kV",2400,0,0,0,0,0,0,0,0]
[381,"高耗能企业2组",3203003745460,"宜兴市凯达耐火材料工程有限公司","环科园","交流10kV",250,250,25,{"v":4.2853,"d":"4"},{"v":4.317,"d":"4"},{"v":2.1212,"d":"2"},0,0,0]
[382,"高耗能企业2组",3203073240520,"江苏金合特种合金材料有限公司","环科园","交流10kV",4150,4150,415,{"v":463.1964,"d":"463"},{"v":501.6727,"d":"502"},{"v":288.9236,"d":"289"},{"v":48.1964,"d":"48"},{"v":86.6727,"d":"87"},0]
[383,"高耗能企业2组",3203080165013,"宜兴市天乐建材有限公司","环科园","交流10kV",1250,0,0,0,0,0,0,0,0]
[384,"高耗能企业2组",3203080662151,"宜兴吉海物联网科技有限公司","环科园","交流10kV",1750,1750,175,{"v":150.7223,"d":"151"},{"v":95.5511,"d":"96"},{"v":91.9613,"d":"92"},0,0,0]
[385,"高耗能企业2组",3203084356451,"宜兴市耶妙机械有限公司","环科园","交流10kV",250,250,25,{"v":100.4027,"d":"100"},{"v":120.5692,"d":"121"},{"v":78.7582,"d":"79"},{"v":75.4027,"d":"75"},{"v":95.5692,"d":"96"},{"v":53.7582,"d":"54"}]
[386,"高耗能企业2组",3203087470829,"无锡翊沣环保工程有限公司","环科园","交流10kV",250,250,25,0,0,0,0,0,0]
[387,"高耗能企业2组",3203088113967,"宜兴市满宏耐火材料有限公司","环科园","交流10kV",500,500,50,0,0,0,0,0,0]
[388,"高耗能企业2组",3201700110598,"宜兴市新凯耐火材料有限公司","和桥","交流10kV",250,250,25,{"v":92.383,"d":"92"},{"v":82.3019,"d":"82"},{"v":50.1345,"d":"50"},{"v":67.383,"d":"67"},{"v":57.3019,"d":"57"},{"v":25.1345,"d":"25"}]
[389,"高耗能企业2组",3201700110696,"宜兴环球精细化工有限公司","和桥","交流10kV",160,160,16,{"v":4.7632,"d":"5"},{"v":6.0525,"d":"6"},{"v":2.0733,"d":"2"},0,0,0]
[390,"高耗能企业2组",3201700110729,"宜兴市和桥轻质保温建材厂","和桥","交流10kV",315,315,{"v":31.5,"d":"32"},{"v":15.9116,"d":"16"},{"v":17.5764,"d":"18"},{"v":22.7763,"d":"23"},0,0,0]
[391,"高耗能企业2组",3201700110794,"无锡市银杏塑业科技有限公司","和桥","交流10kV",250,250,25,{"v":1.9675,"d":"2"},{"v":1.7581,"d":"2"},{"v":1.4555,"d":"1"},0,0,0]
[392,"高耗能企业2组",3201700110834,"无锡兴和电子陶瓷有限公司","和桥","交流10kV",800,800,80,{"v":299.5455,"d":"300"},{"v":284.3,"d":"284"},{"v":216.6491,"d":"217"},{"v":219.5455,"d":"220"},{"v":204.3,"d":"204"},{"v":136.6491,"d":"137"}]
[393,"高耗能企业2组",3201700116333,"宜兴市和桥镇炬虹五金机电经营部","和桥","交流10kV",500,500,50,{"v":363.0364,"d":"363"},{"v":362.8333,"d":"363"},{"v":359.3774,"d":"359"},{"v":313.0364,"d":"313"},{"v":312.8333,"d":"313"},{"v":309.3774,"d":"309"}]
[394,"高耗能企业2组",3201700117020,"宜兴市和桥新型墙体材料生产基地","和桥","交流10kV",1250,1250,125,{"v":73.4054,"d":"73"},{"v":56.0667,"d":"56"},{"v":50.36,"d":"50"},0,0,0]
[395,"高耗能企业2组",3201700124433,"宜兴市顺安达塑业科技有限公司","和桥","交流10kV",315,250,25,{"v":14.8674,"d":"15"},{"v":13.735,"d":"14"},{"v":1.0446,"d":"1"},0,0,0]
[396,"高耗能企业2组",3201700127642,"宜兴金兑化工有限公司","和桥","交流10kV",160,160,16,{"v":7.3613,"d":"7"},{"v":6.5562,"d":"7"},{"v":2.5073,"d":"3"},0,0,0]
[397,"高耗能企业2组",3201700127420,"宜兴市闸口海棠树脂有限公司","和桥","交流10kV",400,400,40,{"v":10.1169,"d":"10"},{"v":3.8,"d":"4"},{"v":5.9028,"d":"6"},0,0,0]
[398,"高耗能企业2组",3201700136694,"宜兴市鑫晶阳水煤浆有限公司","和桥","交流10kV",400,400,40,{"v":51.898,"d":"52"},{"v":35.9571,"d":"36"},{"v":4.0921,"d":"4"},{"v":11.898,"d":"12"},0,0]
[399,"高耗能企业2组",3201110466493,"宜兴市伟业玻纤材料有限公司","和桥","交流10kV",250,250,25,{"v":47.8186,"d":"48"},{"v":40.567,"d":"41"},{"v":25.6378,"d":"26"},{"v":22.8186,"d":"23"},{"v":15.567,"d":"16"},{"v":0.637799999999999,"d":"1"}]
[400,"高耗能企业2组",3201110492242,"宜兴市通赢耐火材料有限公司","和桥","交流10kV",250,250,25,{"v":31.42,"d":"31"},{"v":23.6085,"d":"24"},{"v":1.2352,"d":"1"},{"v":6.42,"d":"6"},0,0]
[401,"高耗能企业2组",3201111219134,"无锡嘉盛商远建筑科技有限公司","和桥","交流10kV",500,500,50,{"v":16.4421,"d":"16"},{"v":12.8831,"d":"13"},{"v":6.5861,"d":"7"},0,0,0]
[402,"高耗能企业2组",3201112664136,"宜兴市丰泽化工有限公司","和桥","交流10kV",160,160,16,{"v":5.3124,"d":"5"},{"v":5.0221,"d":"5"},{"v":1.463,"d":"1"},0,0,0]
[403,"高耗能企业2组",3201112711633,"宜兴市和高高温耐火材料有限公司","和桥","交流10kV",250,250,25,{"v":22.5167,"d":"23"},{"v":0.5592,"d":"1"},{"v":15.7409,"d":"16"},0,0,0]
[404,"高耗能企业2组",3201112928833,"宜兴市兴达特种耐火材料有限公司","和桥","交流10kV",250,250,25,{"v":33.6196,"d":"34"},{"v":27.5955,"d":"28"},{"v":8.2673,"d":"8"},{"v":8.6196,"d":"9"},{"v":2.5955,"d":"3"},0]
[405,"高耗能企业2组",3201112964934,"宜兴市太平洋集装箱配件有限公司","和桥","交流10kV",4000,4000,400,{"v":2361.5,"d":"2362"},{"v":2782.1667,"d":"2782"},{"v":2565.8364,"d":"2566"},{"v":1961.5,"d":"1962"},{"v":2382.1667,"d":"2382"},{"v":2165.8364,"d":"2166"}]
[406,"高耗能企业2组",3201113241901,"宜兴市爱博纤维制品有限公司","和桥","交流10kV",250,250,25,{"v":70.7106,"d":"71"},{"v":62.1888,"d":"62"},{"v":54.7408,"d":"55"},{"v":45.7106,"d":"46"},{"v":37.1888,"d":"37"},{"v":29.7408,"d":"30"}]
[407,"高耗能企业2组",3201113394941,"宜兴市星洲复合材料有限公司","和桥","交流10kV",250,250,25,{"v":100.0168,"d":"100"},{"v":95.4615,"d":"95"},{"v":17.5107,"d":"18"},{"v":75.0168,"d":"75"},{"v":70.4615,"d":"70"},0]
[408,"高耗能企业2组",3201113498780,"宜兴市振华电子陶瓷有限公司","和桥","交流10kV",250,250,25,{"v":99.3335,"d":"99"},{"v":81.404,"d":"81"},{"v":64.5674,"d":"65"},{"v":74.3335,"d":"74"},{"v":56.404,"d":"56"},{"v":39.5674,"d":"40"}]
[409,"高耗能企业2组",3201113673484,"宜兴市宜洲生物科技有限公司","和桥","交流10kV",500,500,50,{"v":151.0357,"d":"151"},{"v":181.7852,"d":"182"},{"v":148.0833,"d":"148"},{"v":101.0357,"d":"101"},{"v":131.7852,"d":"132"},{"v":98.0833,"d":"98"}]
[410,"高耗能企业2组",3201113760645,"宜兴市太隔化剂有限公司","和桥","交流10kV",250,250,25,{"v":0.3478,"d":"0"},{"v":0.5644,"d":"1"},{"v":34.7735,"d":"35"},0,0,{"v":9.7735,"d":"10"}]
[411,"高耗能企业2组",3201113781035,"圣戈班西普磨介（邯郸）有限公司宜兴分公司","和桥","交流10kV",1250,1250,125,{"v":206.6611,"d":"207"},{"v":268.2857,"d":"268"},{"v":277.6727,"d":"278"},{"v":81.6611,"d":"82"},{"v":143.2857,"d":"143"},{"v":152.6727,"d":"153"}]
[412,"高耗能企业2组",3201114024358,"宜兴市同平新型墙体建筑材料厂","和桥","交流10kV",250,250,25,0,0,0,0,0,0]
[413,"高耗能企业2组",3201114205608,"宜兴市中和化工有限公司","和桥","交流10kV",250,250,25,{"v":6.4283,"d":"6"},{"v":4.6778,"d":"5"},{"v":1.9615,"d":"2"},0,0,0]
[414,"高耗能企业2组",3201114282144,"宜兴市高科光学元件有限公司","和桥","交流10kV",315,315,{"v":31.5,"d":"32"},{"v":126.5433,"d":"127"},{"v":115.2809,"d":"115"},{"v":6.4998,"d":"6"},{"v":95.0433,"d":"95"},{"v":83.7809,"d":"84"},0]
[415,"高耗能企业2组",3201114627230,"江苏迪凯环保材料科技有限公司","和桥","交流10kV",2000,2000,200,{"v":130.4152,"d":"130"},{"v":328.7619,"d":"329"},{"v":137.3673,"d":"137"},0,{"v":128.7619,"d":"129"},0]
[416,"高耗能企业2组",3201114827801,"宜兴市晶阳耐火材料有限公司","和桥","交流10kV",250,250,25,{"v":6.8938,"d":"7"},{"v":6.7732,"d":"7"},{"v":5.6862,"d":"6"},0,0,0]
[417,"高耗能企业2组",3203081861920,"无锡市飞诺暖通科技有限公司","和桥","交流10kV",250,250,25,{"v":42.8468,"d":"43"},{"v":28.4,"d":"28"},{"v":11.6415,"d":"12"},{"v":17.8468,"d":"18"},{"v":3.4,"d":"3"},0]
[418,"高耗能企业2组",3203082597310,"江苏沪达科技有限公司","和桥","交流10kV",800,250,25,{"v":43.4611,"d":"43"},{"v":28.1463,"d":"28"},{"v":9.883,"d":"10"},{"v":18.4611,"d":"18"},{"v":3.1463,"d":"3"},0]
[419,"高耗能企业2组",3201700110452,"宜兴市兴华树脂有限公司","高塍","交流10kV",100,100,10,{"v":7.6898,"d":"8"},{"v":6.5089,"d":"7"},{"v":4.4589,"d":"4"},0,0,0]
[420,"高耗能企业2组",3201700112040,"宜兴市弘腾金属科技有限公司","高塍","交流10kV",730,160,16,{"v":3.9554,"d":"4"},{"v":3.7537,"d":"4"},{"v":4.7321,"d":"5"},0,0,0]
[421,"高耗能企业2组",3201700112042,"宜兴市华泽耐火材料有限公司","高塍","交流10kV",100,100,10,{"v":6.4429,"d":"6"},{"v":6.6598,"d":"7"},{"v":2.1539,"d":"2"},0,0,0]
[422,"高耗能企业2组",3201700112926,"江苏金道生物科技有限公司","高塍","交流10kV",13230,1250,125,{"v":1975.3273,"d":"1975"},{"v":3205.0943,"d":"3205"},{"v":2986.5385,"d":"2987"},{"v":1850.3273,"d":"1850"},{"v":3080.0943,"d":"3080"},{"v":2861.5385,"d":"2862"}]
[423,"高耗能企业2组",3201700136700,"江苏复兴科技发展有限公司","高塍","交流10kV",200,200,20,{"v":44.2607,"d":"44"},{"v":36.3505,"d":"36"},{"v":9.4384,"d":"9"},{"v":24.2607,"d":"24"},{"v":16.3505,"d":"16"},0]
[424,"高耗能企业2组",3201700137985,"宜兴市富宏日化制品有限公司","高塍","交流10kV",315,315,{"v":31.5,"d":"32"},{"v":40.3429,"d":"40"},{"v":35.0073,"d":"35"},{"v":10.5024,"d":"11"},{"v":8.8429,"d":"9"},{"v":3.5073,"d":"4"},0]
[425,"高耗能企业2组",3201700141137,"宜兴市兴国耐火材料有限公司","高塍","交流10kV",500,500,50,{"v":139.8509,"d":"140"},{"v":192.417,"d":"192"},{"v":296.952,"d":"297"},{"v":89.8509,"d":"90"},{"v":142.417,"d":"142"},{"v":246.952,"d":"247"}]
[426,"高耗能企业2组",3201113353367,"宜兴市东祥化工助剂有限公司","高塍","交流10kV",250,250,25,{"v":43.9098,"d":"44"},{"v":64.2046,"d":"64"},{"v":8.3966,"d":"8"},{"v":18.9098,"d":"19"},{"v":39.2046,"d":"39"},0]
[427,"高耗能企业2组",3201114673416,"宜兴市双辉化工有限公司","高塍","交流10kV",250,250,25,{"v":21.9814,"d":"22"},{"v":19.8123,"d":"20"},{"v":4.4377,"d":"4"},0,0,0]
[428,"高耗能企业2组",3201700110067,"无锡市绿田化工有限公司","芳桥","交流10kV",250,250,25,{"v":6.46,"d":"6"},{"v":3.5825,"d":"4"},{"v":1.24,"d":"1"},0,0,0]
[429,"高耗能企业2组",3201700110074,"宜兴市耐火材料有限公司","芳桥","交流10kV",4000,3000,300,{"v":135.7818,"d":"136"},{"v":818.15,"d":"818"},{"v":208.937,"d":"209"},0,{"v":518.15,"d":"518"},0]
[430,"高耗能企业2组",3201700110075,"宜兴市申生催化剂有限公司","芳桥","交流10kV",1030,400,40,{"v":9.7064,"d":"10"},{"v":11.0056,"d":"11"},{"v":2.3727,"d":"2"},0,0,0]
[431,"高耗能企业2组",3201700110178,"宜兴市于氏特种玻璃有限公司","芳桥","交流10kV",250,250,25,{"v":80.1055,"d":"80"},{"v":77.5218,"d":"78"},{"v":26.8945,"d":"27"},{"v":55.1055,"d":"55"},{"v":52.5218,"d":"53"},{"v":1.8945,"d":"2"}]
[432,"高耗能企业2组",3201700124322,"虎皇新材料科技集团有限公司","芳桥","交流10kV",2260,630,63,{"v":86.1942,"d":"86"},{"v":80.2276,"d":"80"},{"v":172.1774,"d":"172"},{"v":23.1942,"d":"23"},{"v":17.2276,"d":"17"},{"v":109.1774,"d":"109"}]
[433,"高耗能企业2组",3201700123143,"宜兴林锋淤泥综合利用科技有限公司","芳桥","交流10kV",315,0,0,{"v":14.7198,"d":"15"},{"v":3.8422,"d":"4"},{"v":1.4718,"d":"1"},0,0,0]
[434,"高耗能企业2组",3201700124546,"宜兴林锋淤泥综合利用科技有限公司","芳桥","交流10kV",3600,3600,360,{"v":540.8519,"d":"541"},{"v":835.2727,"d":"835"},{"v":637.8333,"d":"638"},{"v":180.8519,"d":"181"},{"v":475.2727,"d":"475"},{"v":277.8333,"d":"278"}]
[435,"高耗能企业2组",3201700136631,"宜兴市于氏特种玻璃有限公司","芳桥","交流10kV",1250,1250,125,{"v":159.9232,"d":"160"},{"v":147.935,"d":"148"},{"v":102.5873,"d":"103"},{"v":34.9232,"d":"35"},{"v":22.935,"d":"23"},0]
[436,"高耗能企业2组",3201110664344,"宜兴市江亚化学有限公司","芳桥","交流10kV",80,80,8,{"v":11.2016,"d":"11"},{"v":8.2804,"d":"8"},{"v":6.2107,"d":"6"},{"v":3.2016,"d":"3"},{"v":0.2804,"d":"0"},0]
[437,"高耗能企业2组",3201113293149,"宜兴市裕民炉料有限公司","芳桥","交流10kV",200,200,20,{"v":11.1475,"d":"11"},{"v":7.2476,"d":"7"},{"v":1.4995,"d":"1"},0,0,0]
[438,"高耗能企业2组",3201113380777,"无锡市开来生物科技有限公司","芳桥","交流10kV",1630,630,63,{"v":90.6415,"d":"91"},{"v":81.5294,"d":"82"},{"v":14.3636,"d":"14"},{"v":27.6415,"d":"28"},{"v":18.5294,"d":"19"},0]
[439,"高耗能企业2组",3201113387337,"丰烨医药（无锡）有限公司","芳桥","交流10kV",200,200,20,{"v":37.0804,"d":"37"},{"v":26.9165,"d":"27"},{"v":20.3309,"d":"20"},{"v":17.0804,"d":"17"},{"v":6.9165,"d":"7"},{"v":0.3309,"d":"0"}]
[440,"高耗能企业2组",3203080827917,"宜兴市中邦机械有限公司","芳桥","交流10kV",250,250,25,{"v":7.8967,"d":"8"},{"v":6.1998,"d":"6"},{"v":0.9709,"d":"1"},0,0,0]
[441,"高耗能企业2组",3203080741328,"筑元门业制造江苏有限公司","芳桥","交流10kV",250,250,25,{"v":43.3182,"d":"43"},{"v":33.0733,"d":"33"},{"v":10.7362,"d":"11"},{"v":18.3182,"d":"18"},{"v":8.0733,"d":"8"},0]
[442,"高耗能企业2组",3203081566595,"宜兴市晟瑞辰机械设备有限公司","芳桥","交流10kV",2000,2000,200,{"v":565.2134,"d":"565"},{"v":507.2618,"d":"507"},{"v":412.0527,"d":"412"},{"v":365.2134,"d":"365"},{"v":307.2618,"d":"307"},{"v":212.0527,"d":"212"}]
[443,"高耗能企业3组",3201700111587,"无锡市南方耐材有限公司","湖父","交流10kV",2850,1600,160,{"v":544.24,"d":"544"},{"v":439.3019,"d":"439"},{"v":513.4727,"d":"513"},{"v":384.24,"d":"384"},{"v":279.3019,"d":"279"},{"v":353.4727,"d":"353"}]
[444,"高耗能企业3组",3201700111589,"宜兴市画溪建材厂","湖父","交流10kV",80,80,8,{"v":1.3444,"d":"1"},{"v":0.6255,"d":"1"},{"v":0.017,"d":"0"},0,0,0]
[445,"高耗能企业3组",3201700111590,"江苏威尔斯通陶瓷有限公司","湖父","交流10kV",250,250,25,{"v":48.3721,"d":"48"},{"v":47.4518,"d":"47"},{"v":25.07,"d":"25"},{"v":23.3721,"d":"23"},{"v":22.4518,"d":"22"},{"v":0.0700000000000003,"d":"0"}]
[446,"高耗能企业3组",3201700111609,"宜兴市广翔电子材料有限公司","湖父","交流10kV",800,800,80,{"v":254.2786,"d":"254"},{"v":287.6255,"d":"288"},{"v":191.8589,"d":"192"},{"v":174.2786,"d":"174"},{"v":207.6255,"d":"208"},{"v":111.8589,"d":"112"}]
[447,"高耗能企业3组",3201700111616,"宜兴震辰铜业有限公司","湖父","交流10kV",1000,1000,100,{"v":223.7714,"d":"224"},{"v":277.8,"d":"278"},{"v":94.6173,"d":"95"},{"v":123.7714,"d":"124"},{"v":177.8,"d":"178"},0]
[448,"高耗能企业3组",3201700119495,"宜兴市胜赢建材有限公司","湖父","交流10kV",250,250,25,{"v":2.7215,"d":"3"},{"v":2.5175,"d":"3"},{"v":0.37,"d":"0"},0,0,0]
[449,"高耗能企业3组",3201700129469,"宜兴市连铸耐火材料厂有限公司","湖父","交流10kV",1250,1250,125,{"v":39.1745,"d":"39"},{"v":49.2109,"d":"49"},{"v":135.4618,"d":"135"},0,0,{"v":10.4618,"d":"10"}]
[450,"高耗能企业3组",3201700142544,"宜兴市千叶非金属材料有限公司","湖父","交流10kV",400,400,40,{"v":78.6232,"d":"79"},{"v":67.1637,"d":"67"},{"v":56.9184,"d":"57"},{"v":38.6232,"d":"39"},{"v":27.1637,"d":"27"},{"v":16.9184,"d":"17"}]
[451,"高耗能企业3组",3201700146144,"宜兴市锦辉铜材有限公司","湖父","交流10kV",630,630,63,{"v":57.6593,"d":"58"},{"v":55.9879,"d":"56"},{"v":61.5782,"d":"62"},0,0,0]
[452,"高耗能企业3组",3201110721952,"江苏光天耐材科技有限公司","湖父","交流10kV",400,250,25,{"v":112.7946,"d":"113"},{"v":53.2852,"d":"53"},{"v":13.3825,"d":"13"},{"v":87.7946,"d":"88"},{"v":28.2852,"d":"28"},0]
[453,"高耗能企业3组",3201111475133,"宜兴市云达冶金炉料有限公司","湖父","交流10kV",500,500,50,{"v":36.9406,"d":"37"},{"v":40.2004,"d":"40"},{"v":8.5677,"d":"9"},0,0,0]
[454,"高耗能企业3组",3201113811377,"宜兴市阳羡真空陶瓷有限公司","湖父","交流10kV",250,250,25,{"v":9.9413,"d":"10"},{"v":9.0887,"d":"9"},{"v":4.0095,"d":"4"},0,0,0]
[455,"高耗能企业3组",3201113946042,"宜兴市良旭焊接瓷件有限公司","湖父","交流10kV",250,250,25,{"v":41.1055,"d":"41"},{"v":34.9267,"d":"35"},{"v":6.4409,"d":"6"},{"v":16.1055,"d":"16"},{"v":9.9267,"d":"10"},0]
[456,"高耗能企业3组",3201114005788,"江苏经纲科技有限公司","湖父","交流10kV",250,250,25,{"v":20.2663,"d":"20"},{"v":21.51,"d":"22"},{"v":0.9815,"d":"1"},0,0,0]
[457,"高耗能企业3组",3201114293057,"宜兴市昱同耐材科技有限公司","湖父","交流10kV",500,500,50,{"v":1.2889,"d":"1"},{"v":1.068,"d":"1"},{"v":0.6867,"d":"1"},0,0,0]
[458,"高耗能企业3组",3201114437340,"宜兴市兴丰碳素模具有限公司","湖父","交流10kV",250,250,25,0,0,0,0,0,0]
[459,"高耗能企业3组",3203003424917,"宜兴市银湖精制石墨制品有限公司","湖父","交流10kV",1000,250,25,{"v":133.0343,"d":"133"},{"v":121.8717,"d":"122"},{"v":20.8884,"d":"21"},{"v":108.0343,"d":"108"},{"v":96.8717,"d":"97"},0]
[460,"高耗能企业3组",3203002714461,"无锡金鲤陶瓷有限公司","湖父","交流10kV",500,500,50,{"v":325.3357,"d":"325"},{"v":278.2782,"d":"278"},{"v":222.8364,"d":"223"},{"v":275.3357,"d":"275"},{"v":228.2782,"d":"228"},{"v":172.8364,"d":"173"}]
[461,"高耗能企业3组",3203004485720,"宜兴市非凡陶瓷制品有限公司","湖父","交流10kV",400,400,40,{"v":100.6409,"d":"101"},{"v":84.2255,"d":"84"},{"v":50.5752,"d":"51"},{"v":60.6409,"d":"61"},{"v":44.2255,"d":"44"},{"v":10.5752,"d":"11"}]
[462,"高耗能企业3组",3203070362836,"宜兴市旭日耐材制品有限公司","湖父","交流10kV",500,250,25,{"v":8.5916,"d":"9"},{"v":16.6924,"d":"17"},{"v":10.9461,"d":"11"},0,0,0]
[463,"高耗能企业3组",3201700110819,"中稀（宜兴）稀土新材料有限公司","和桥","交流10kV",2250,2250,225,{"v":1512.1818,"d":"1512"},{"v":1457.9245,"d":"1458"},{"v":1341.3208,"d":"1341"},{"v":1287.1818,"d":"1287"},{"v":1232.9245,"d":"1233"},{"v":1116.3208,"d":"1116"}]
[464,"高耗能企业3组",3201110426632,"宜兴市恒威塑业有限公司","和桥","交流10kV",500,500,50,{"v":289.5283,"d":"290"},{"v":271.7286,"d":"272"},{"v":232.1154,"d":"232"},{"v":239.5283,"d":"240"},{"v":221.7286,"d":"222"},{"v":182.1154,"d":"182"}]
[465,"高耗能企业3组",3203081746786,"江苏华领冷弯科技有限公司","和桥","交流10kV",2500,2500,250,{"v":421.0768,"d":"421"},{"v":455.1545,"d":"455"},{"v":15.6107,"d":"16"},{"v":171.0768,"d":"171"},{"v":205.1545,"d":"205"},0]
[466,"高耗能企业3组",3203084275859,"宜兴市中普润新材料有限公司","和桥","交流10kV",1880,630,63,{"v":98.1191,"d":"98"},{"v":76.05,"d":"76"},{"v":60.6604,"d":"61"},{"v":35.1191,"d":"35"},{"v":13.05,"d":"13"},0]
[467,"高耗能企业3组",3201700117227,"宜兴市兴科陶瓷有限公司","官林","交流10kV",250,250,25,0,0,0,0,0,0]
[468,"高耗能企业3组",3201700110123,"宜兴市紫金铜业有限公司","官林","交流10kV",5200,3600,360,{"v":2313.5686,"d":"2314"},{"v":2634.9545,"d":"2635"},{"v":2493.549,"d":"2494"},{"v":1953.5686,"d":"1954"},{"v":2274.9545,"d":"2275"},{"v":2133.549,"d":"2134"}]
[469,"高耗能企业3组",3201700110266,"宜兴捷先化学工业有限公司","官林","交流10kV",100,100,10,{"v":18.5004,"d":"19"},{"v":13.8107,"d":"14"},{"v":1.6892,"d":"2"},{"v":8.5004,"d":"9"},{"v":3.8107,"d":"4"},0]
[470,"高耗能企业3组",3201700110301,"宜兴市科迪粉体材料有限公司","官林","交流10kV",200,0,0,0,0,0,0,0,0]
[471,"高耗能企业3组",3201700110304,"无锡市雄峰金属材料有限公司","官林","交流10kV",1600,1600,160,{"v":59.449,"d":"59"},{"v":55.6083,"d":"56"},{"v":45.6,"d":"46"},0,0,0]
[472,"高耗能企业3组",3201700110336,"宜兴市金啸铜业有限公司","官林","交流10kV",6150,1250,125,{"v":393.5891,"d":"394"},{"v":396.2609,"d":"396"},{"v":473.0981,"d":"473"},{"v":268.5891,"d":"269"},{"v":271.2609,"d":"271"},{"v":348.0981,"d":"348"}]
[473,"高耗能企业3组",3201700110514,"宜兴市东民新材料有限公司","官林","交流10kV",1000,1000,100,{"v":298.4264,"d":"298"},{"v":275.4057,"d":"275"},{"v":285.1019,"d":"285"},{"v":198.4264,"d":"198"},{"v":175.4057,"d":"175"},{"v":185.1019,"d":"185"}]
[474,"高耗能企业3组",3201700110559,"宜兴市铁山耐火材料有限公司","官林","交流10kV",250,250,25,{"v":14.2553,"d":"14"},{"v":17.7171,"d":"18"},{"v":13.1924,"d":"13"},0,0,0]
[475,"高耗能企业3组",3201700110561,"宜兴市苏南石油化工助剂有限公司","官林","交流10kV",200,0,0,0,0,0,0,0,0]
[476,"高耗能企业3组",3201700110562,"江苏泰瑞耐火有限公司","官林","交流10kV",500,500,50,{"v":0.006,"d":"0"},{"v":0.3,"d":"0"},{"v":5.3963,"d":"5"},0,0,0]
[477,"高耗能企业3组",3201700110567,"无锡市双鹰耐火材料有限公司","官林","交流10kV",500,500,50,0,0,0,0,0,0]
[478,"高耗能企业3组",3201700120352,"江苏格桑花涂料有限公司","官林","交流10kV",160,0,0,0,0,0,0,0,0]
[479,"高耗能企业3组",3201700125159,"江苏三木集团耀鑫贵金属有限公司","官林","交流10kV",80,80,8,{"v":14.9255,"d":"15"},{"v":9.1005,"d":"9"},{"v":4.7938,"d":"5"},{"v":6.9255,"d":"7"},{"v":1.1005,"d":"1"},0]
[480,"高耗能企业3组",3201700140622,"无锡康利红科技有限公司","官林","交流10kV",250,250,25,{"v":39.9702,"d":"40"},{"v":77.6767,"d":"78"},{"v":64.9586,"d":"65"},{"v":14.9702,"d":"15"},{"v":52.6767,"d":"53"},{"v":39.9586,"d":"40"}]
[481,"高耗能企业3组",3201700141264,"无锡市宏润耐火材料有限公司","官林","交流10kV",200,200,20,{"v":5.5148,"d":"6"},{"v":4.9343,"d":"5"},{"v":0.357,"d":"0"},0,0,0]
[482,"高耗能企业3组",3201700141322,"无锡市宾王化工厂（普通合伙）","官林","交流10kV",200,200,20,0,0,0,0,0,0]
[483,"高耗能企业3组",3201700141076,"江苏永昇复合材料有限公司","官林","交流10kV",250,250,25,{"v":73.0229,"d":"73"},{"v":73.214,"d":"73"},{"v":11.5896,"d":"12"},{"v":48.0229,"d":"48"},{"v":48.214,"d":"48"},0]
[484,"高耗能企业3组",3201700149629,"江苏四方威凯科技有限公司","官林","交流10kV",500,500,50,{"v":391.4292,"d":"391"},{"v":311.125,"d":"311"},{"v":60.4887,"d":"60"},{"v":341.4292,"d":"341"},{"v":261.125,"d":"261"},{"v":10.4887,"d":"10"}]
[485,"高耗能企业3组",3201700141506,"无锡市天通铜材有限公司","官林","交流10kV",1250,1250,125,{"v":81.9945,"d":"82"},{"v":125.3839,"d":"125"},{"v":76.2945,"d":"76"},0,{"v":0.383899999999997,"d":"0"},0]
[486,"高耗能企业3组",3201700149655,"无锡市中能铜业有限公司","官林","交流10kV",6165,2850,285,{"v":1355.9286,"d":"1356"},{"v":1298.9429,"d":"1299"},0,{"v":1070.9286,"d":"1071"},{"v":1013.9429,"d":"1014"},0]
[487,"高耗能企业3组",3201110662380,"宜兴市金鼎耐火材料有限公司","官林","交流10kV",250,250,25,{"v":43.2793,"d":"43"},{"v":43.2287,"d":"43"},{"v":34.2405,"d":"34"},{"v":18.2793,"d":"18"},{"v":18.2287,"d":"18"},{"v":9.2405,"d":"9"}]
[488,"高耗能企业3组",3201111918833,"宜兴市华夏化工材料有限公司","官林","交流10kV",1500,1500,150,{"v":87.1736,"d":"87"},{"v":111.1846,"d":"111"},{"v":20.5786,"d":"21"},0,0,0]
[489,"高耗能企业3组",3201112099749,"无锡市伟峰化工有限公司","官林","交流10kV",500,500,50,{"v":212.0442,"d":"212"},{"v":189.3333,"d":"189"},{"v":98.7377,"d":"99"},{"v":162.0442,"d":"162"},{"v":139.3333,"d":"139"},{"v":48.7377,"d":"49"}]
[490,"高耗能企业3组",3201112479133,"无锡锦汇建筑科技有限公司","官林","交流10kV",500,500,50,{"v":76.7419,"d":"77"},{"v":78.8638,"d":"79"},{"v":45.735,"d":"46"},{"v":26.7419,"d":"27"},{"v":28.8638,"d":"29"},0]
[491,"高耗能企业3组",3201112664533,"宜兴市铁山耐火材料有限公司","官林","交流10kV",315,250,25,{"v":18.3139,"d":"18"},{"v":21.5005,"d":"22"},{"v":13.5759,"d":"14"},0,0,0]
[492,"高耗能企业3组",3201112778633,"江苏海云花新材料有限公司","官林","交流10kV",250,250,25,{"v":121.6171,"d":"122"},{"v":124.2651,"d":"124"},{"v":20.8396,"d":"21"},{"v":96.6171,"d":"97"},{"v":99.2651,"d":"99"},0]
[493,"高耗能企业3组",3201112931340,"无锡市耀鑫新材料科技有限公司","官林","交流10kV",500,500,50,{"v":285.9132,"d":"286"},{"v":317.375,"d":"317"},{"v":189.7107,"d":"190"},{"v":235.9132,"d":"236"},{"v":267.375,"d":"267"},{"v":139.7107,"d":"140"}]
[494,"高耗能企业3组",3201113174852,"江苏中任油漆有限公司","官林","交流10kV",1000,500,50,{"v":47.637,"d":"48"},{"v":42.58,"d":"43"},{"v":16.2019,"d":"16"},0,0,0]
[495,"高耗能企业3组",3201113220152,"无锡市万木春特种涂料有限公司","官林","交流10kV",200,200,20,{"v":30.05,"d":"30"},{"v":11.0624,"d":"11"},{"v":5.9988,"d":"6"},{"v":10.05,"d":"10"},0,0]
[496,"高耗能企业3组",3201113223906,"宜兴市荣茂化工有限公司","官林","交流10kV",715,715,{"v":71.5,"d":"72"},{"v":365.5036,"d":"366"},{"v":277.8745,"d":"278"},{"v":26.8107,"d":"27"},{"v":294.0036,"d":"294"},{"v":206.3745,"d":"206"},0]
[497,"高耗能企业3组",3201113223992,"宜兴市东方皮塑化工有限公司","官林","交流10kV",250,250,25,{"v":129.9587,"d":"130"},{"v":122.5529,"d":"123"},{"v":23.8729,"d":"24"},{"v":104.9587,"d":"105"},{"v":97.5529,"d":"98"},0]
[498,"高耗能企业3组",3201113305586,"江苏格桑花涂料有限公司","官林","交流10kV",400,400,40,{"v":138.3151,"d":"138"},{"v":136.5714,"d":"137"},{"v":9.1359,"d":"9"},{"v":98.3151,"d":"98"},{"v":96.5714,"d":"97"},0]
[499,"高耗能企业3组",3201113445842,"宜兴市高塍助剂厂有限公司","官林","交流10kV",400,400,40,{"v":250.6736,"d":"251"},{"v":190.7143,"d":"191"},{"v":11.7187,"d":"12"},{"v":210.6736,"d":"211"},{"v":150.7143,"d":"151"},0]
[500,"高耗能企业3组",3201113445863,"宜兴良兴新型材料有限公司","官林","交流10kV",250,250,25,{"v":13.3575,"d":"13"},{"v":23.2703,"d":"23"},{"v":4.6791,"d":"5"},0,0,0]
[501,"高耗能企业3组",3201113534144,"无锡市古驼化工有限公司","官林","交流10kV",400,250,25,{"v":100.1224,"d":"100"},{"v":95.6449,"d":"96"},{"v":25.9747,"d":"26"},{"v":75.1224,"d":"75"},{"v":70.6449,"d":"71"},{"v":0.974699999999999,"d":"1"}]
[502,"高耗能企业3组",3201113655481,"江苏山力漆业有限公司","官林","交流10kV",200,200,20,{"v":11.1993,"d":"11"},{"v":10.5853,"d":"11"},{"v":11.6248,"d":"12"},0,0,0]
[503,"高耗能企业3组",3201113674423,"无锡市南雅化工有限公司","官林","交流10kV",250,250,25,{"v":23.2724,"d":"23"},{"v":24.0637,"d":"24"},{"v":25.5813,"d":"26"},0,0,{"v":0.581299999999999,"d":"1"}]
[504,"高耗能企业3组",3201113786855,"江苏贝格丽新材料科技有限公司","官林","交流10kV",500,500,50,{"v":166.9992,"d":"167"},{"v":175.9152,"d":"176"},{"v":87.6013,"d":"88"},{"v":116.9992,"d":"117"},{"v":125.9152,"d":"126"},{"v":37.6013,"d":"38"}]
[505,"高耗能企业3组",3201113845776,"无锡市虎盛化工有限公司","官林","交流10kV",650,250,25,{"v":129.5859,"d":"130"},{"v":93.3025,"d":"93"},{"v":6.7818,"d":"7"},{"v":104.5859,"d":"105"},{"v":68.3025,"d":"68"},0]
[506,"高耗能企业3组",3201114068152,"无锡市田鑫化工有限公司","官林","交流10kV",250,250,25,{"v":157.3033,"d":"157"},{"v":154.2876,"d":"154"},{"v":7.74,"d":"8"},{"v":132.3033,"d":"132"},{"v":129.2876,"d":"129"},0]
[507,"高耗能企业3组",3201114165774,"宜兴市官阳涂料科技有限公司","官林","交流10kV",250,250,25,{"v":6.4282,"d":"6"},{"v":9.3165,"d":"9"},{"v":3.6185,"d":"4"},0,0,0]
[508,"高耗能企业3组",3201114179495,"江苏恒顺防水材料有限公司","官林","交流10kV",1000,1000,100,{"v":142.91,"d":"143"},{"v":129.848,"d":"130"},{"v":71.8284,"d":"72"},{"v":42.91,"d":"43"},{"v":29.848,"d":"30"},0]
[509,"高耗能企业3组",3201114238464,"宜兴捷先化学工业有限公司","官林","交流10kV",400,400,40,{"v":78.3095,"d":"78"},{"v":55.5806,"d":"56"},{"v":49.0043,"d":"49"},{"v":38.3095,"d":"38"},{"v":15.5806,"d":"16"},{"v":9.0043,"d":"9"}]
[510,"高耗能企业3组",3201114247604,"宜兴利荣达科技有限公司","官林","交流10kV",2850,2850,285,{"v":757.4182,"d":"757"},{"v":657.1176,"d":"657"},{"v":613.9018,"d":"614"},{"v":472.4182,"d":"472"},{"v":372.1176,"d":"372"},{"v":328.9018,"d":"329"}]
[511,"高耗能企业3组",3201114383822,"宜兴市临津建材科技有限公司","官林","交流10kV",250,250,25,{"v":17.6154,"d":"18"},{"v":22.2348,"d":"22"},{"v":2.918,"d":"3"},0,0,0]
[512,"高耗能企业3组",3201114431297,"无锡市锦晔炉料有限公司","官林","交流10kV",250,250,25,149,140,{"v":2.2,"d":"2"},124,115,0]
[513,"高耗能企业3组",3201114447712,"宜兴市阳洋塑料助剂有限公司","官林","交流10kV",1800,1800,180,{"v":1203.7037,"d":"1204"},{"v":1239.2453,"d":"1239"},{"v":1145.9808,"d":"1146"},{"v":1023.7037,"d":"1024"},{"v":1059.2453,"d":"1059"},{"v":965.9808,"d":"966"}]
[514,"高耗能企业3组",3201114523671,"锌盾化工无锡有限公司","官林","交流10kV",250,250,25,{"v":2.1621,"d":"2"},{"v":1.8602,"d":"2"},{"v":5.0116,"d":"5"},0,0,0]
[515,"高耗能企业3组",3201114591751,"宜兴华亿机械科技有限公司","官林","交流10kV",250,250,25,{"v":15.5476,"d":"16"},{"v":14.453,"d":"14"},{"v":14.4709,"d":"14"},0,0,0]
[516,"高耗能企业3组",3201114826957,"江苏路通装配科技有限公司","官林","交流10kV",1630,1630,163,{"v":40.6667,"d":"41"},{"v":17.9447,"d":"18"},{"v":77.1385,"d":"77"},0,0,0]
[517,"高耗能企业3组",3203004645662,"江苏耀润铜业有限公司","官林","交流10kV",1000,1000,100,{"v":377.6464,"d":"378"},{"v":339.1942,"d":"339"},{"v":66.8038,"d":"67"},{"v":277.6464,"d":"278"},{"v":239.1942,"d":"239"},0]
[518,"高耗能企业3组",3203077058931,"江苏润威化工有限公司","官林","交流10kV",250,250,25,{"v":163.4979,"d":"163"},{"v":127.1111,"d":"127"},{"v":18.4532,"d":"18"},{"v":138.4979,"d":"138"},{"v":102.1111,"d":"102"},0]
[519,"高耗能企业3组",3203079695499,"优尼（宜兴）新材料有限公司","官林","交流10kV",5000,5000,500,{"v":2926.6429,"d":"2927"},{"v":2919.7963,"d":"2920"},{"v":2865.8364,"d":"2866"},{"v":2426.6429,"d":"2427"},{"v":2419.7963,"d":"2420"},{"v":2365.8364,"d":"2366"}]
[520,"高耗能企业3组",3203080883384,"无锡雄策铜业有限公司","官林","交流10kV",500,500,50,{"v":42.9906,"d":"43"},{"v":52.8074,"d":"53"},{"v":117.449,"d":"117"},0,{"v":2.8074,"d":"3"},{"v":67.449,"d":"67"}]
[521,"高耗能企业3组",3203081942871,"江苏铭远杆塔有限公司","官林","交流10kV",250,250,25,{"v":1.4716,"d":"1"},{"v":1.5673,"d":"2"},{"v":2.8423,"d":"3"},0,0,0]
[522,"高耗能企业3组",3203080915952,"宜兴市王者塑封有限公司","官林","交流10kV",2000,2000,200,{"v":428.1482,"d":"428"},{"v":424.2444,"d":"424"},{"v":230.5636,"d":"231"},{"v":228.1482,"d":"228"},{"v":224.2444,"d":"224"},{"v":30.5636,"d":"31"}]
[523,"高耗能企业3组",3203082130325,"宜兴市东氿塑胶有限公司","官林","交流10kV",250,250,25,{"v":110.7707,"d":"111"},{"v":105.513,"d":"106"},{"v":87.5402,"d":"88"},{"v":85.7707,"d":"86"},{"v":80.513,"d":"81"},{"v":62.5402,"d":"63"}]
[524,"高耗能企业3组",3203081116138,"江苏肯发智能制造集团有限公司","官林","交流10kV",250,250,25,{"v":41.6954,"d":"42"},{"v":38.438,"d":"38"},{"v":14.8177,"d":"15"},{"v":16.6954,"d":"17"},{"v":13.438,"d":"13"},0]
[525,"高耗能企业3组",3203082670125,"宜兴宏万科技有限公司","官林","交流10kV",630,630,63,{"v":239.6916,"d":"240"},{"v":227.9651,"d":"228"},{"v":26.9091,"d":"27"},{"v":176.6916,"d":"177"},{"v":164.9651,"d":"165"},0]
[526,"高耗能企业3组",3203086364013,"无锡市开来生物科技有限公司","官林","交流10kV",1000,1000,100,0,0,0,0,0,0]
[527,"高耗能企业3组",3201700106298,"物资回收利用公司","高塍","交流10kV",100,0,0,0,0,0,0,0,0]
[528,"高耗能企业3组",3203081722545,"宜兴环科产业投资有限公司","高塍","交流10kV",1250,1250,125,{"v":329.1536,"d":"329"},{"v":348.9255,"d":"349"},{"v":67.9164,"d":"68"},{"v":204.1536,"d":"204"},{"v":223.9255,"d":"224"},0]
[529,"高耗能企业3组",3203083731603,"宜兴市万固建材有限公司","高塍","交流10kV",250,250,25,{"v":4.7609,"d":"5"},{"v":3.8096,"d":"4"},{"v":1.4779,"d":"1"},0,0,0]
[530,"高耗能企业3组",3203084355761,"无锡市国顺减速传动设备有限公司","高塍","交流10kV",250,250,25,{"v":16.4143,"d":"16"},{"v":11.8589,"d":"12"},{"v":2.1222,"d":"2"},0,0,0]
[531,"高耗能企业3组",3203083166380,"江苏明捷动力科技有限公司","芳桥","交流10kV",2400,2400,240,0,0,0,0,0,0]
[532,"高耗能企业3组",3203083532624,"江苏宜德新材料科技有限公司","芳桥","交流10kV",3880,0,0,0,0,0,0,0,0]
[533,"高耗能企业3组",3203083911947,"无锡久赫来金属管业有限公司","芳桥","交流10kV",2400,2400,240,0,0,0,0,0,0]
[534,"高耗能企业3组",3201700120382,"江苏伊索科技有限公司","丁蜀","交流10kV",250,250,25,{"v":40.5832,"d":"41"},{"v":43.4858,"d":"43"},{"v":22.9285,"d":"23"},{"v":15.5832,"d":"16"},{"v":18.4858,"d":"18"},0]
[535,"高耗能企业3组",3201700111398,"无锡市陶都电力器件厂","丁蜀","交流10kV",250,250,25,{"v":41.8692,"d":"42"},{"v":58.4691,"d":"58"},{"v":27.67,"d":"28"},{"v":16.8692,"d":"17"},{"v":33.4691,"d":"33"},{"v":2.67,"d":"3"}]
[536,"高耗能企业3组",3201700111401,"宜兴市宏明瓷业有限公司","丁蜀","交流10kV",160,160,16,{"v":38.1961,"d":"38"},{"v":39.7818,"d":"40"},{"v":14.5098,"d":"15"},{"v":22.1961,"d":"22"},{"v":23.7818,"d":"24"},0]
[537,"高耗能企业3组",3201700111402,"宜兴市氿石陶瓷有限公司","丁蜀","交流10kV",100,100,10,{"v":29.1623,"d":"29"},{"v":29.9833,"d":"30"},{"v":12.7676,"d":"13"},{"v":19.1623,"d":"19"},{"v":19.9833,"d":"20"},{"v":2.7676,"d":"3"}]
[538,"高耗能企业3组",3201700111403,"宜兴平方耐火材料有限公司","丁蜀","交流10kV",100,0,0,0,0,0,0,0,0]
[539,"高耗能企业3组",3201700111404,"宜兴华丰陶瓷有限公司","丁蜀","交流10kV",1630,1000,100,{"v":414.2888,"d":"414"},414,{"v":183.112,"d":"183"},{"v":314.2888,"d":"314"},314,{"v":83.112,"d":"83"}]
[540,"高耗能企业3组",3201700111408,"宜兴市鑫龙陶瓷厂","丁蜀","交流10kV",200,200,20,{"v":83.7481,"d":"84"},{"v":70.2,"d":"70"},{"v":32.9556,"d":"33"},{"v":63.7481,"d":"64"},{"v":50.2,"d":"50"},{"v":12.9556,"d":"13"}]
[541,"高耗能企业3组",3201700111409,"宜兴长隆陶瓷厂","丁蜀","交流10kV",200,200,20,{"v":50.9563,"d":"51"},{"v":43.0407,"d":"43"},{"v":24.2753,"d":"24"},{"v":30.9563,"d":"31"},{"v":23.0407,"d":"23"},{"v":4.2753,"d":"4"}]
[542,"高耗能企业3组",3201700111410,"宜兴市登皇陶瓷厂","丁蜀","交流10kV",250,250,25,{"v":0.3944,"d":"0"},{"v":0.596,"d":"1"},{"v":0.67,"d":"1"},0,0,0]
[543,"高耗能企业3组",3201700111413,"宜兴市腾顺飞陶瓷厂","丁蜀","交流10kV",160,160,16,{"v":19.5513,"d":"20"},{"v":11.0117,"d":"11"},{"v":10.7541,"d":"11"},{"v":3.5513,"d":"4"},0,0]
[544,"高耗能企业3组",3201700111418,"宜兴市丁山建筑陶瓷厂有限公司","丁蜀","交流10kV",250,250,25,{"v":16.6651,"d":"17"},{"v":18.0813,"d":"18"},{"v":8.895,"d":"9"},0,0,0]
[545,"高耗能企业3组",3201700111425,"宜兴杜塞拉姆工程陶瓷有限公司","丁蜀","交流10kV",400,400,40,{"v":173.783,"d":"174"},{"v":152.0609,"d":"152"},{"v":63.9128,"d":"64"},{"v":133.783,"d":"134"},{"v":112.0609,"d":"112"},{"v":23.9128,"d":"24"}]
[546,"高耗能企业3组",3201700111431,"宜兴万壶陶艺有限公司","丁蜀","交流10kV",160,0,0,0,0,0,0,0,0]
[547,"高耗能企业3组",3201700111438,"宜兴市海波瑞思陶瓷科技有限公司","丁蜀","交流10kV",80,80,8,{"v":10.0671,"d":"10"},{"v":17.9973,"d":"18"},{"v":19.0338,"d":"19"},{"v":2.0671,"d":"2"},{"v":9.9973,"d":"10"},{"v":11.0338,"d":"11"}]
[548,"高耗能企业3组",3201700111440,"宜兴市竞成琉璃瓦厂","丁蜀","交流10kV",200,200,20,{"v":10.4072,"d":"10"},{"v":9.8772,"d":"10"},{"v":7.884,"d":"8"},0,0,0]
[549,"高耗能企业3组",3201700111442,"宜兴市宝山建筑材料厂","丁蜀","交流10kV",160,160,16,{"v":25.4159,"d":"25"},{"v":21.3935,"d":"21"},{"v":14.4591,"d":"14"},{"v":9.4159,"d":"9"},{"v":5.3935,"d":"5"},0]
[550,"高耗能企业3组",3201700111444,"宜兴市通达特种瓷件有限公司","丁蜀","交流10kV",250,250,25,{"v":34.2577,"d":"34"},{"v":35.554,"d":"36"},{"v":32.9655,"d":"33"},{"v":9.2577,"d":"9"},{"v":10.554,"d":"11"},{"v":7.9655,"d":"8"}]
[551,"高耗能企业3组",3201700111449,"宜兴市群鑫工艺陶瓷厂（普通合伙）","丁蜀","交流10kV",400,400,40,{"v":76.2339,"d":"76"},{"v":93.5364,"d":"94"},{"v":57.2709,"d":"57"},{"v":36.2339,"d":"36"},{"v":53.5364,"d":"54"},{"v":17.2709,"d":"17"}]
[552,"高耗能企业3组",3201700111452,"宜兴市高盛复合材料有限公司","丁蜀","交流10kV",250,250,25,{"v":14.526,"d":"15"},{"v":20.5536,"d":"21"},{"v":20.5775,"d":"21"},0,0,0]
[553,"高耗能企业3组",3201700111453,"江苏汉光实业股份有限公司","丁蜀","交流10kV",1250,1250,125,{"v":794.8393,"d":"795"},{"v":787.2182,"d":"787"},{"v":737.1818,"d":"737"},{"v":669.8393,"d":"670"},{"v":662.2182,"d":"662"},{"v":612.1818,"d":"612"}]
[554,"高耗能企业3组",3201700111456,"宜兴市金鱼陶瓷有限公司","丁蜀","交流10kV",1800,1800,180,{"v":364.7346,"d":"365"},{"v":307.6868,"d":"308"},{"v":166.7942,"d":"167"},{"v":184.7346,"d":"185"},{"v":127.6868,"d":"128"},0]
[555,"高耗能企业3组",3201700111460,"宜兴天霸非金属材料有限公司","丁蜀","交流10kV",200,200,20,{"v":13.3744,"d":"13"},{"v":11.6143,"d":"12"},{"v":3.2675,"d":"3"},0,0,0]
[556,"高耗能企业3组",3201700111468,"宜兴市腾龙陶瓷厂","丁蜀","交流10kV",160,160,16,{"v":18.5298,"d":"19"},{"v":15.0455,"d":"15"},{"v":11.8355,"d":"12"},{"v":2.5298,"d":"3"},0,0]
[557,"高耗能企业3组",3201700111472,"无锡扬燕建材有限公司","丁蜀","交流10kV",200,200,20,{"v":33.8691,"d":"34"},{"v":27.4183,"d":"27"},{"v":6.1362,"d":"6"},{"v":13.8691,"d":"14"},{"v":7.4183,"d":"7"},0]
[558,"高耗能企业3组",3201700111475,"宜兴市锦宏园林绿化工程有限公司","丁蜀","交流10kV",1250,250,25,{"v":76.2402,"d":"76"},{"v":53.0444,"d":"53"},{"v":2.9727,"d":"3"},{"v":51.2402,"d":"51"},{"v":28.0444,"d":"28"},0]
[559,"高耗能企业3组",3201700111476,"宜兴市江源炉料有限公司","丁蜀","交流10kV",50,50,5,{"v":7.6488,"d":"8"},{"v":6.8935,"d":"7"},{"v":5.1835,"d":"5"},{"v":2.6488,"d":"3"},{"v":1.8935,"d":"2"},{"v":0.1835,"d":"0"}]
[560,"高耗能企业3组",3201700111479,"江苏耐基炉衬有限公司","丁蜀","交流10kV",200,200,20,{"v":41.1779,"d":"41"},{"v":24.3,"d":"24"},{"v":7.9875,"d":"8"},{"v":21.1779,"d":"21"},{"v":4.3,"d":"4"},0]
[561,"高耗能企业3组",3201700111483,"宜兴市浦发陶瓷厂","丁蜀","交流10kV",250,250,25,{"v":2.9839,"d":"3"},{"v":2.3798,"d":"2"},{"v":1.3351,"d":"1"},0,0,0]
[562,"高耗能企业3组",3201700111492,"宜兴市远帆耐火材料加工厂","丁蜀","交流10kV",315,0,0,0,0,0,0,0,0]
[563,"高耗能企业3组",3201700111494,"宜兴市丁蜀画溪耐火陶瓷工艺厂","丁蜀","交流10kV",200,200,20,{"v":47.0679,"d":"47"},{"v":53.6345,"d":"54"},{"v":24.3844,"d":"24"},{"v":27.0679,"d":"27"},{"v":33.6345,"d":"34"},{"v":4.3844,"d":"4"}]
[564,"高耗能企业3组",3201700111497,"无锡林丰陶瓷有限公司","丁蜀","交流10kV",250,250,25,{"v":16.1762,"d":"16"},{"v":13.605,"d":"14"},{"v":6.2091,"d":"6"},0,0,0]
[565,"高耗能企业3组",3201700111500,"宜兴协莱特精密陶瓷有限公司","丁蜀","交流10kV",100,100,10,{"v":39.2821,"d":"39"},{"v":34.4105,"d":"34"},{"v":15.324,"d":"15"},{"v":29.2821,"d":"29"},{"v":24.4105,"d":"24"},{"v":5.324,"d":"5"}]
[566,"高耗能企业3组",3201700111504,"宜兴唐汉制陶有限公司","丁蜀","交流10kV",160,160,16,{"v":20.9208,"d":"21"},{"v":23.2376,"d":"23"},{"v":17.4759,"d":"17"},{"v":4.9208,"d":"5"},{"v":7.2376,"d":"7"},{"v":1.4759,"d":"1"}]
[567,"高耗能企业3组",3201700111514,"宜兴汉光高新石化有限公司","丁蜀","交流10kV",400,400,40,{"v":82.7786,"d":"83"},{"v":75.6164,"d":"76"},{"v":16.0761,"d":"16"},{"v":42.7786,"d":"43"},{"v":35.6164,"d":"36"},0]
[568,"高耗能企业3组",3201700111515,"宜兴市清香益人陶瓷工艺厂","丁蜀","交流10kV",100,100,10,{"v":37.2161,"d":"37"},{"v":41.5291,"d":"42"},{"v":19.5541,"d":"20"},{"v":27.2161,"d":"27"},{"v":31.5291,"d":"32"},{"v":9.5541,"d":"10"}]
[569,"高耗能企业3组",3201700111523,"宜兴江南工艺陶瓷有限公司","丁蜀","交流10kV",160,160,16,0,0,0,0,0,0]
[570,"高耗能企业3组",3201700111524,"太平洋陶瓷(电)","丁蜀","交流10kV",160,160,16,{"v":11.6339,"d":"12"},{"v":15.8724,"d":"16"},{"v":12.5802,"d":"13"},0,0,0]
[571,"高耗能企业3组",3201700111528,"江苏新宇生物科技有限公司","丁蜀","交流10kV",500,500,50,{"v":8.1675,"d":"8"},{"v":10.3133,"d":"10"},{"v":2.9466,"d":"3"},0,0,0]
[572,"高耗能企业3组",3201700111532,"宜兴中创耐火材料有限公司","丁蜀","交流10kV",630,630,63,{"v":141.1947,"d":"141"},{"v":144.2273,"d":"144"},{"v":42.7857,"d":"43"},{"v":78.1947,"d":"78"},{"v":81.2273,"d":"81"},0]
[573,"高耗能企业3组",3201700111533,"宜兴市四方陶瓷有限公司","丁蜀","交流10kV",250,250,25,{"v":94.4377,"d":"94"},{"v":92.9127,"d":"93"},{"v":4.3627,"d":"4"},{"v":69.4377,"d":"69"},{"v":67.9127,"d":"68"},0]
[574,"高耗能企业3组",3201700111554,"无锡顺佳特种陶瓷有限公司","丁蜀","交流10kV",160,160,16,{"v":80.0849,"d":"80"},{"v":74.1002,"d":"74"},{"v":20.7206,"d":"21"},{"v":64.0849,"d":"64"},{"v":58.1002,"d":"58"},{"v":4.7206,"d":"5"}]
[575,"高耗能企业3组",3201700111563,"宜兴市天乐陶瓷厂","丁蜀","交流10kV",200,200,20,{"v":23.4839,"d":"23"},{"v":19.5017,"d":"20"},{"v":11.2873,"d":"11"},{"v":3.4839,"d":"3"},0,0]
[576,"高耗能企业3组",3201700111565,"宜兴陶瓷产业发展有限公司","丁蜀","交流10kV",250,250,25,{"v":68.0193,"d":"68"},{"v":65.2462,"d":"65"},{"v":6.2311,"d":"6"},{"v":43.0193,"d":"43"},{"v":40.2462,"d":"40"},0]
[577,"高耗能企业3组",3201700111568,"宜兴市远航新材料有限公司","丁蜀","交流10kV",200,0,0,0,0,0,0,0,0]
[578,"高耗能企业3组",3201700111571,"宜兴市天彩陶瓷厂","丁蜀","交流10kV",160,160,16,{"v":65.7577,"d":"66"},{"v":62.2211,"d":"62"},{"v":30.4982,"d":"30"},{"v":49.7577,"d":"50"},{"v":46.2211,"d":"46"},{"v":14.4982,"d":"14"}]
[579,"高耗能企业3组",3201700111572,"宜兴市金洲琉璃瓦厂","丁蜀","交流10kV",100,100,10,{"v":17.3736,"d":"17"},{"v":11.6913,"d":"12"},{"v":5.5614,"d":"6"},{"v":7.3736,"d":"7"},{"v":1.6913,"d":"2"},0]
[580,"高耗能企业3组",3201700111573,"宜兴市宇球化工陶瓷有限公司","丁蜀","交流10kV",315,0,0,0,0,0,0,0,0]
[581,"高耗能企业3组",3201700111574,"宜兴市神州建筑陶瓷厂有限公司","丁蜀","交流10kV",315,315,{"v":31.5,"d":"32"},{"v":42.2054,"d":"42"},{"v":36.02,"d":"36"},{"v":58.1745,"d":"58"},{"v":10.7054,"d":"11"},{"v":4.52,"d":"5"},{"v":26.6745,"d":"27"}]
[582,"高耗能企业3组",3201700111576,"宜兴市浒墅关耐火材料有限公司","丁蜀","交流10kV",315,315,{"v":31.5,"d":"32"},{"v":5.6264,"d":"6"},{"v":3.7629,"d":"4"},{"v":3.0778,"d":"3"},0,0,0]
[583,"高耗能企业3组",3201700111577,"宜兴市乐华建筑陶瓷厂（普通合伙）","丁蜀","交流10kV",500,500,50,{"v":20.938,"d":"21"},{"v":44.0575,"d":"44"},{"v":11.7548,"d":"12"},0,0,0]
[584,"高耗能企业3组",3201700111581,"宜兴市俊武陶瓷有限公司","丁蜀","交流10kV",250,250,25,{"v":16.8089,"d":"17"},{"v":30.526,"d":"31"},{"v":53.7256,"d":"54"},0,{"v":5.526,"d":"6"},{"v":28.7256,"d":"29"}]
[585,"高耗能企业3组",3201700111582,"宜兴市梓园陶瓷有限公司","丁蜀","交流10kV",160,160,16,0,0,0,0,0,0]
[586,"高耗能企业3组",3201700111652,"宜兴炬宏陶瓷有限公司","丁蜀","交流10kV",315,250,25,{"v":27.0891,"d":"27"},{"v":26.6189,"d":"27"},{"v":15.9307,"d":"16"},{"v":2.0891,"d":"2"},{"v":1.6189,"d":"2"},0]
[587,"高耗能企业3组",3201700111670,"宜兴市欣乐陶陶瓷有限公司","丁蜀","交流10kV",160,160,16,{"v":3.6959,"d":"4"},{"v":5.062,"d":"5"},{"v":7.9845,"d":"8"},0,0,0]
[588,"高耗能企业3组",3201700111672,"宜兴市中苏科技有限公司","丁蜀","交流10kV",160,160,16,{"v":62.2389,"d":"62"},{"v":41.3917,"d":"41"},{"v":21.4227,"d":"21"},{"v":46.2389,"d":"46"},{"v":25.3917,"d":"25"},{"v":5.4227,"d":"5"}]
[589,"高耗能企业3组",3201700111686,"江苏省宜兴彩陶工艺厂","丁蜀","交流10kV",2390,500,50,{"v":419.2222,"d":"419"},{"v":388.926,"d":"389"},{"v":234.7074,"d":"235"},{"v":369.2222,"d":"369"},{"v":338.926,"d":"339"},{"v":184.7074,"d":"185"}]
[590,"高耗能企业3组",3201700111697,"宜兴市源茂兴陶瓷有限公司","丁蜀","交流10kV",50,50,5,{"v":5.7691,"d":"6"},{"v":6.6636,"d":"7"},{"v":6.4715,"d":"6"},{"v":0.7691,"d":"1"},{"v":1.6636,"d":"2"},{"v":1.4715,"d":"1"}]
[591,"高耗能企业3组",3201700111698,"宜兴市敬云陶瓷原料有限公司","丁蜀","交流10kV",80,80,8,{"v":27.5809,"d":"28"},{"v":23.4456,"d":"23"},{"v":12.9811,"d":"13"},{"v":19.5809,"d":"20"},{"v":15.4456,"d":"15"},{"v":4.9811,"d":"5"}]
[592,"高耗能企业3组",3201700111713,"宜兴市碧玉青瓷有限公司","丁蜀","交流10kV",100,0,0,0,0,0,0,0,0]
[593,"高耗能企业3组",3201700111714,"宜兴市苏合陶业有限公司","丁蜀","交流10kV",160,160,16,{"v":33.2968,"d":"33"},{"v":42.7037,"d":"43"},{"v":21.3007,"d":"21"},{"v":17.2968,"d":"17"},{"v":26.7037,"d":"27"},{"v":5.3007,"d":"5"}]
[594,"高耗能企业3组",3201700111716,"宜兴市泽峰耐火陶瓷有限公司","丁蜀","交流10kV",200,200,20,{"v":106.4096,"d":"106"},{"v":103.8473,"d":"104"},{"v":79.2709,"d":"79"},{"v":86.4096,"d":"86"},{"v":83.8473,"d":"84"},{"v":59.2709,"d":"59"}]
[595,"高耗能企业3组",3201700111720,"江苏宜兴精陶有限公司","丁蜀","交流10kV",800,800,80,{"v":89.0492,"d":"89"},{"v":82.9726,"d":"83"},{"v":164.6509,"d":"165"},{"v":9.0492,"d":"9"},{"v":2.9726,"d":"3"},{"v":84.6509,"d":"85"}]
[596,"高耗能企业3组",3201700111724,"宜兴金龙陶瓷科技有限公司","丁蜀","交流10kV",400,400,40,{"v":191.0182,"d":"191"},{"v":179.5818,"d":"180"},{"v":119.5273,"d":"120"},{"v":151.0182,"d":"151"},{"v":139.5818,"d":"140"},{"v":79.5273,"d":"80"}]
[597,"高耗能企业3组",3201700111728,"宜兴友邦陶瓷有限公司","丁蜀","交流10kV",800,800,80,{"v":85.1,"d":"85"},{"v":66.863,"d":"67"},{"v":45.675,"d":"46"},{"v":5.09999999999999,"d":"5"},0,0]
[598,"高耗能企业3组",3201700111734,"碧玉陶瓷有限公司","丁蜀","交流10kV",200,200,20,{"v":20.65,"d":"21"},{"v":17.8125,"d":"18"},{"v":9.9842,"d":"10"},{"v":0.649999999999999,"d":"1"},0,0]
[599,"高耗能企业3组",3201700111735,"宜兴市瑞昌仿古陶瓷有限公司","丁蜀","交流10kV",100,100,10,{"v":4.34,"d":"4"},{"v":2.78,"d":"3"},{"v":0.7,"d":"1"},0,0,0]
[600,"高耗能企业3组",3201700111748,"宜兴市振家焊接陶瓷厂","丁蜀","交流10kV",100,0,0,0,0,0,0,0,0]
[601,"高耗能企业3组",3201700111750,"宜兴锦达陶艺有限公司","丁蜀","交流10kV",160,160,16,{"v":2.0651,"d":"2"},{"v":1.5827,"d":"2"},{"v":1.2375,"d":"1"},0,0,0]
[602,"高耗能企业3组",3201700111760,"江苏省宜兴非金属化工机械厂有限公司","丁蜀","交流10kV",4900,4900,490,{"v":830.7736,"d":"831"},{"v":645.6213,"d":"646"},{"v":869.68,"d":"870"},{"v":340.7736,"d":"341"},{"v":155.6213,"d":"156"},{"v":379.68,"d":"380"}]
[603,"高耗能企业3组",3201700111763,"宜兴市顺昌陶瓷厂有限公司","丁蜀","交流10kV",250,250,25,0,0,0,0,0,0]
[604,"高耗能企业3组",3201700112240,"宜兴市丁蜀镇头阳耐火陶瓷厂","丁蜀","交流10kV",200,200,20,{"v":34.8438,"d":"35"},{"v":37.2752,"d":"37"},{"v":42.1292,"d":"42"},{"v":14.8438,"d":"15"},{"v":17.2752,"d":"17"},{"v":22.1292,"d":"22"}]
[605,"高耗能企业3组",3201700112248,"宜兴市科奥金属陶瓷有限公司","丁蜀","交流10kV",250,250,25,{"v":18.9017,"d":"19"},{"v":23.7436,"d":"24"},{"v":16.1183,"d":"16"},0,0,0]
[606,"高耗能企业3组",3201700112251,"宜兴市华东工业陶瓷厂（普通合伙）","丁蜀","交流10kV",200,200,20,{"v":3.7282,"d":"4"},{"v":1.9586,"d":"2"},{"v":1.2393,"d":"1"},0,0,0]
[607,"高耗能企业3组",3201700112254,"宜兴市鸿峰高频瓷件厂（普通合伙）","丁蜀","交流10kV",400,400,40,{"v":159.0893,"d":"159"},{"v":141.0545,"d":"141"},{"v":87.1232,"d":"87"},{"v":119.0893,"d":"119"},{"v":101.0545,"d":"101"},{"v":47.1232,"d":"47"}]
[608,"高耗能企业3组",3201700112256,"宜兴市光明特种瓷件有限公司","丁蜀","交流10kV",200,0,0,{"v":148.2658,"d":"148"},{"v":139.6818,"d":"140"},{"v":118.7632,"d":"119"},0,0,0]
[609,"高耗能企业3组",3201700112260,"宜兴市嘉诚陶瓷有限公司","丁蜀","交流10kV",80,80,8,0,0,0,0,0,0]
[610,"高耗能企业3组",3201700112566,"宜兴市华邑特瓷业有限公司","丁蜀","交流10kV",315,315,{"v":31.5,"d":"32"},0,0,0,0,0,0]
[611,"高耗能企业3组",3201700113150,"宜兴市中海陶瓷有限公司","丁蜀","交流10kV",200,0,0,0,0,0,0,0,0]
[612,"高耗能企业3组",3201700112273,"宜兴市富泰瓷业有限公司","丁蜀","交流10kV",160,160,16,{"v":25.7479,"d":"26"},{"v":23.1953,"d":"23"},{"v":25.1118,"d":"25"},{"v":9.7479,"d":"10"},{"v":7.1953,"d":"7"},{"v":9.1118,"d":"9"}]
[613,"高耗能企业3组",3201700112351,"宜兴经济开发区太湖建筑陶瓷厂","丁蜀","交流10kV",160,160,16,{"v":9.7621,"d":"10"},{"v":13.4742,"d":"13"},{"v":9.8896,"d":"10"},0,0,0]
[614,"高耗能企业3组",3201700112352,"无锡名一烧烤炉科技有限公司","丁蜀","交流10kV",250,250,25,{"v":18.1155,"d":"18"},{"v":19.9242,"d":"20"},{"v":2.5934,"d":"3"},0,0,0]
[615,"高耗能企业3组",3201700112197,"宜兴市丁山陶瓷工艺厂(普通合伙)","丁蜀","交流10kV",80,80,8,{"v":3717.4719,"d":"3717"},{"v":3410.7726,"d":"3411"},{"v":2217.4658,"d":"2217"},{"v":3709.4719,"d":"3709"},{"v":3402.7726,"d":"3403"},{"v":2209.4658,"d":"2209"}]
[616,"高耗能企业3组",3201700112272,"宜兴市昌东紫砂有限公司","丁蜀","交流10kV",250,250,25,{"v":20.9429,"d":"21"},{"v":29.6982,"d":"30"},{"v":43.5589,"d":"44"},0,{"v":4.6982,"d":"5"},{"v":18.5589,"d":"19"}]
[617,"高耗能企业3组",3201700112472,"无锡市晨光耐火材料有限公司","丁蜀","交流10kV",630,630,63,{"v":187.0842,"d":"187"},{"v":168.3906,"d":"168"},{"v":168.3341,"d":"168"},{"v":124.0842,"d":"124"},{"v":105.3906,"d":"105"},{"v":105.3341,"d":"105"}]
[618,"高耗能企业3组",3201700112479,"宜兴市海龙建筑陶瓷厂","丁蜀","交流10kV",160,160,16,{"v":15.7355,"d":"16"},{"v":14.8816,"d":"15"},{"v":19.2802,"d":"19"},0,0,{"v":3.2802,"d":"3"}]
[619,"高耗能企业3组",3201700112434,"宜兴市星光工业陶瓷厂(普通合伙)","丁蜀","交流10kV",80,80,8,{"v":34.8918,"d":"35"},{"v":29.9372,"d":"30"},{"v":27.258,"d":"27"},{"v":26.8918,"d":"27"},{"v":21.9372,"d":"22"},{"v":19.258,"d":"19"}]
[620,"高耗能企业3组",3201700113705,"宜兴市鼎冠珠光云母材料厂（普通合伙）","丁蜀","交流10kV",250,250,25,{"v":0.3786,"d":"0"},{"v":1.1489,"d":"1"},{"v":0.296,"d":"0"},0,0,0]
[621,"高耗能企业3组",3201700116911,"宜兴市星光陶瓷有限公司","丁蜀","交流10kV",160,160,16,{"v":83.31,"d":"83"},{"v":71.949,"d":"72"},{"v":22.912,"d":"23"},{"v":67.31,"d":"67"},{"v":55.949,"d":"56"},{"v":6.912,"d":"7"}]
[622,"高耗能企业3组",3201700116869,"宜兴新立业制陶有限公司","丁蜀","交流10kV",200,200,20,{"v":11.1544,"d":"11"},{"v":14.4963,"d":"14"},{"v":7.0786,"d":"7"},0,0,0]
[623,"高耗能企业3组",3201700117194,"宜兴万宝陶业有限公司","丁蜀","交流10kV",80,80,8,{"v":11.6076,"d":"12"},{"v":5.6811,"d":"6"},{"v":15.6291,"d":"16"},{"v":3.6076,"d":"4"},0,{"v":7.6291,"d":"8"}]
[624,"高耗能企业3组",3201700118023,"宜兴市九荣特种陶瓷有限公司","丁蜀","交流10kV",2230,1600,160,{"v":336.8321,"d":"337"},{"v":283.5745,"d":"284"},{"v":476.9818,"d":"477"},{"v":176.8321,"d":"177"},{"v":123.5745,"d":"124"},{"v":316.9818,"d":"317"}]
[625,"高耗能企业3组",3201700118051,"无锡市诚信耐火陶瓷有限公司","丁蜀","交流10kV",400,400,40,{"v":128.9146,"d":"129"},{"v":126.1333,"d":"126"},{"v":37.4822,"d":"37"},{"v":88.9146,"d":"89"},{"v":86.1333,"d":"86"},0]
[626,"高耗能企业3组",3201700118155,"宜兴市丁山天龙建筑陶瓷厂","丁蜀","交流10kV",200,200,20,{"v":0.5434,"d":"1"},{"v":0.1833,"d":"0"},{"v":1.4064,"d":"1"},0,0,0]
[627,"高耗能企业3组",3201700120393,"宜兴市轩达特种陶瓷厂(普通合伙)","丁蜀","交流10kV",80,80,8,{"v":64.0863,"d":"64"},{"v":62.8547,"d":"63"},{"v":5.3312,"d":"5"},{"v":56.0863,"d":"56"},{"v":54.8547,"d":"55"},0]
[628,"高耗能企业3组",3201700118206,"宜兴市天鹏瓷业有限公司","丁蜀","交流10kV",80,80,8,{"v":3.8E-3,"d":"0"},0,0,0,0,0]
[629,"高耗能企业3组",3201700120550,"宜兴市龙洲陶瓷厂（普通合伙）","丁蜀","交流10kV",200,200,20,{"v":25.5089,"d":"26"},{"v":58.3978,"d":"58"},{"v":16.2458,"d":"16"},{"v":5.5089,"d":"6"},{"v":38.3978,"d":"38"},0]
[630,"高耗能企业3组",3201700120551,"宜兴环球陶艺有限公司","丁蜀","交流10kV",160,160,16,{"v":42.6037,"d":"43"},{"v":34.96,"d":"35"},{"v":18.713,"d":"19"},{"v":26.6037,"d":"27"},{"v":18.96,"d":"19"},{"v":2.713,"d":"3"}]
[631,"高耗能企业3组",3201700118217,"宜兴市鼎丰陶瓷有限公司","丁蜀","交流10kV",400,400,40,{"v":32.5107,"d":"33"},{"v":32.9018,"d":"33"},{"v":39.8509,"d":"40"},0,0,0]
[632,"高耗能企业3组",3201700120505,"宜兴市明君制陶有限公司","丁蜀","交流10kV",400,400,40,{"v":95.2709,"d":"95"},{"v":115.4653,"d":"115"},{"v":90.6304,"d":"91"},{"v":55.2709,"d":"55"},{"v":75.4653,"d":"75"},{"v":50.6304,"d":"51"}]
[633,"高耗能企业3组",3201700118247,"宜兴摩根热陶瓷有限公司","丁蜀","交流10kV",1880,1880,188,{"v":265.9884,"d":"266"},{"v":253.5143,"d":"254"},0,{"v":77.9884,"d":"78"},{"v":65.5143,"d":"66"},0]
[634,"高耗能企业3组",3201700118115,"宜兴市宜能陶瓷有限公司","丁蜀","交流10kV",250,250,25,{"v":46.3716,"d":"46"},{"v":51.8577,"d":"52"},{"v":81.9485,"d":"82"},{"v":21.3716,"d":"21"},{"v":26.8577,"d":"27"},{"v":56.9485,"d":"57"}]
[635,"高耗能企业3组",3201700124676,"江苏润鸿高温窑具有限公司","丁蜀","交流10kV",160,160,16,{"v":2.302,"d":"2"},{"v":0.4809,"d":"0"},{"v":0.4395,"d":"0"},0,0,0]
[636,"高耗能企业3组",3201700124498,"江苏华窑光宇科技有限公司","丁蜀","交流10kV",500,250,25,{"v":43.88,"d":"44"},{"v":65.7273,"d":"66"},{"v":20.183,"d":"20"},{"v":18.88,"d":"19"},{"v":40.7273,"d":"41"},0]
[637,"高耗能企业3组",3201700124421,"宜兴中村窑业有限公司","丁蜀","交流10kV",500,500,50,{"v":173.2083,"d":"173"},{"v":230.9818,"d":"231"},{"v":23.8564,"d":"24"},{"v":123.2083,"d":"123"},{"v":180.9818,"d":"181"},0]
[638,"高耗能企业3组",3201700124545,"宜兴自立新材料有限公司","丁蜀","交流10kV",1000,1000,100,{"v":124.8,"d":"125"},{"v":110.3809,"d":"110"},{"v":241.0418,"d":"241"},{"v":24.8,"d":"25"},{"v":10.3809,"d":"10"},{"v":141.0418,"d":"141"}]
[639,"高耗能企业3组",3201700125127,"宜兴市广瑞陶瓷厂","丁蜀","交流10kV",160,160,16,{"v":6.163,"d":"6"},{"v":3.7984,"d":"4"},{"v":1.6934,"d":"2"},0,0,0]
[640,"高耗能企业3组",3201700125160,"宜兴兴贝耐火材料制品有限公司","丁蜀","交流10kV",200,200,20,{"v":45.1563,"d":"45"},{"v":49.5587,"d":"50"},{"v":19.4741,"d":"19"},{"v":25.1563,"d":"25"},{"v":29.5587,"d":"30"},0]
[641,"高耗能企业3组",3201700125370,"宜兴市晨鑫装饰材料厂","丁蜀","交流10kV",315,315,{"v":31.5,"d":"32"},{"v":15.7694,"d":"16"},{"v":15.328,"d":"15"},{"v":26.2862,"d":"26"},0,0,0]
[642,"高耗能企业3组",3201700125733,"宜兴市唯达瓷业有限公司","丁蜀","交流10kV",160,160,16,{"v":43.5229,"d":"44"},{"v":32.7833,"d":"33"},{"v":7.052,"d":"7"},{"v":27.5229,"d":"28"},{"v":16.7833,"d":"17"},0]
[643,"高耗能企业3组",3201700126449,"宜兴市豪丰陶瓷有限公司","丁蜀","交流10kV",100,100,10,{"v":14.3041,"d":"14"},{"v":13.8491,"d":"14"},{"v":21.7107,"d":"22"},{"v":4.3041,"d":"4"},{"v":3.8491,"d":"4"},{"v":11.7107,"d":"12"}]
[644,"高耗能企业3组",3201700125598,"宜兴天乙贵新材料有限公司","丁蜀","交流10kV",3850,3850,385,{"v":555.1364,"d":"555"},{"v":459.5625,"d":"460"},{"v":641.8491,"d":"642"},{"v":170.1364,"d":"170"},{"v":74.5625,"d":"75"},{"v":256.8491,"d":"257"}]
[645,"高耗能企业3组",3201700126159,"宜兴市宜刚精密陶瓷有限公司","丁蜀","交流10kV",315,315,{"v":31.5,"d":"32"},{"v":58.9717,"d":"59"},{"v":48.2226,"d":"48"},{"v":14.7836,"d":"15"},{"v":27.4717,"d":"27"},{"v":16.7226,"d":"17"},0]
[646,"高耗能企业3组",3201700124268,"台宜陶瓷（宜兴）有限公司","丁蜀","交流10kV",1880,1880,188,{"v":226.1038,"d":"226"},{"v":225.8273,"d":"226"},{"v":288.6036,"d":"289"},{"v":38.1038,"d":"38"},{"v":37.8273,"d":"38"},{"v":100.6036,"d":"101"}]
[647,"高耗能企业3组",3201700125346,"宜兴市蓝天玻陶材料有限公司","丁蜀","交流10kV",2230,630,63,{"v":99.3286,"d":"99"},{"v":88.5938,"d":"89"},{"v":126.1855,"d":"126"},{"v":36.3286,"d":"36"},{"v":25.5938,"d":"26"},{"v":63.1855,"d":"63"}]
[648,"高耗能企业3组",3201700128612,"宜兴市安胜电器有限公司","丁蜀","交流10kV",160,160,16,{"v":25.8792,"d":"26"},{"v":6.7767,"d":"7"},{"v":5.6131,"d":"6"},{"v":9.8792,"d":"10"},0,0]
[649,"高耗能企业3组",3201700127434,"宜兴云海制陶有限公司","丁蜀","交流10kV",100,100,10,{"v":48.7548,"d":"49"},{"v":42.7304,"d":"43"},{"v":36.1504,"d":"36"},{"v":38.7548,"d":"39"},{"v":32.7304,"d":"33"},{"v":26.1504,"d":"26"}]
[650,"高耗能企业3组",3201700127378,"宜兴清荷堂制陶园艺有限公司","丁蜀","交流10kV",250,250,25,{"v":77.3448,"d":"77"},{"v":75.5609,"d":"76"},{"v":70.0353,"d":"70"},{"v":52.3448,"d":"52"},{"v":50.5609,"d":"51"},{"v":45.0353,"d":"45"}]
[651,"高耗能企业3组",3201700128573,"宜兴市丁山耐火器材有限公司","丁蜀","交流10kV",2065,2065,{"v":206.5,"d":"207"},{"v":251.8364,"d":"252"},{"v":222.0709,"d":"222"},{"v":186.4436,"d":"186"},{"v":45.3364,"d":"45"},{"v":15.5709,"d":"16"},0]
[652,"高耗能企业3组",3201700129269,"宜兴市丁蜀镇景宏陶瓷厂","丁蜀","交流10kV",250,250,25,{"v":10.4472,"d":"10"},{"v":14.4221,"d":"14"},{"v":6.827,"d":"7"},0,0,0]
[653,"高耗能企业3组",3201700130356,"宜兴市远帆耐火材料加工厂","丁蜀","交流10kV",315,315,{"v":31.5,"d":"32"},{"v":5.6134,"d":"6"},{"v":123.9855,"d":"124"},{"v":2.357,"d":"2"},0,{"v":92.4855,"d":"92"},0]
[654,"高耗能企业3组",3201700129861,"宜兴市东昊合金材料有限公司","丁蜀","交流10kV",250,250,25,{"v":79.5185,"d":"80"},{"v":71.4018,"d":"71"},{"v":16.0171,"d":"16"},{"v":54.5185,"d":"55"},{"v":46.4018,"d":"46"},0]
[655,"高耗能企业3组",3201700130005,"宜兴市科源特种陶瓷有限公司","丁蜀","交流10kV",250,250,25,{"v":62.8736,"d":"63"},{"v":58.7527,"d":"59"},{"v":30.8522,"d":"31"},{"v":37.8736,"d":"38"},{"v":33.7527,"d":"34"},{"v":5.8522,"d":"6"}]
[656,"高耗能企业3组",3201700130756,"宜兴新威利成耐火材料有限公司","丁蜀","交流10kV",1650,1600,160,{"v":206.883,"d":"207"},{"v":214.3333,"d":"214"},{"v":118.9058,"d":"119"},{"v":46.883,"d":"47"},{"v":54.3333,"d":"54"},0]
[657,"高耗能企业3组",3201700130757,"宜兴新威利成稀土有限公司","丁蜀","交流10kV",4900,1250,125,{"v":76.9564,"d":"77"},{"v":89.8074,"d":"90"},{"v":19.2,"d":"19"},0,0,0]
[658,"高耗能企业3组",3201700128129,"信亿（宜兴）陶瓷有限公司","丁蜀","交流10kV",1250,1250,125,{"v":127.6796,"d":"128"},{"v":153.5916,"d":"154"},{"v":515.3216,"d":"515"},{"v":2.67959999999999,"d":"3"},{"v":28.5916,"d":"29"},{"v":390.3216,"d":"390"}]
[659,"高耗能企业3组",3201700130072,"宜兴星航陶瓷有限公司","丁蜀","交流10kV",160,160,16,{"v":11.5304,"d":"12"},{"v":8.6096,"d":"9"},{"v":2.2058,"d":"2"},0,0,0]
[660,"高耗能企业3组",3201700132827,"摩根海登皇格技术陶瓷（无锡）有限公司","丁蜀","交流10kV",1000,1000,100,{"v":303.5,"d":"304"},{"v":291.3818,"d":"291"},{"v":230.6275,"d":"231"},{"v":203.5,"d":"204"},{"v":191.3818,"d":"191"},{"v":130.6275,"d":"131"}]
[661,"高耗能企业3组",3201700132933,"无锡市宜刚耐火材料有限公司","丁蜀","交流10kV",400,400,40,{"v":179.926,"d":"180"},{"v":151.4449,"d":"151"},{"v":19.1453,"d":"19"},{"v":139.926,"d":"140"},{"v":111.4449,"d":"111"},0]
[662,"高耗能企业3组",3201700134149,"宜兴市双龙陶瓷有限公司","丁蜀","交流10kV",250,250,25,{"v":98.4239,"d":"98"},{"v":94.8018,"d":"95"},0,{"v":73.4239,"d":"73"},{"v":69.8018,"d":"70"},0]
[663,"高耗能企业3组",3201700134173,"宜兴市华能琉璃瓦厂","丁蜀","交流10kV",200,200,20,{"v":26.7576,"d":"27"},{"v":22.3744,"d":"22"},{"v":7.1625,"d":"7"},{"v":6.7576,"d":"7"},{"v":2.3744,"d":"2"},0]
[664,"高耗能企业3组",3201700134879,"宜兴陶源金龙琉璃瓦有限公司","丁蜀","交流10kV",1250,250,25,{"v":3.7179,"d":"4"},{"v":3.91,"d":"4"},{"v":3.5182,"d":"4"},0,0,0]
[665,"高耗能企业3组",3201700135041,"宜兴市佳汇建陶有限公司","丁蜀","交流10kV",1880,630,63,{"v":22.6528,"d":"23"},{"v":20.5,"d":"21"},{"v":39.9679,"d":"40"},0,0,0]
[666,"高耗能企业3组",3201700135115,"江苏脒诺甫纳米材料有限公司","丁蜀","交流10kV",8130,3130,313,{"v":960.8696,"d":"961"},{"v":1479.1569,"d":"1479"},{"v":580.1154,"d":"580"},{"v":647.8696,"d":"648"},{"v":1166.1569,"d":"1166"},{"v":267.1154,"d":"267"}]
[667,"高耗能企业3组",3201700135132,"宜兴市丰峰陶瓷有限公司","丁蜀","交流10kV",315,315,{"v":31.5,"d":"32"},{"v":126.5816,"d":"127"},{"v":107.7927,"d":"108"},{"v":24.4284,"d":"24"},{"v":95.0816,"d":"95"},{"v":76.2927,"d":"76"},0]
[668,"高耗能企业3组",3201700135438,"宜兴市方正陶艺厂（普通合伙）","丁蜀","交流10kV",250,250,25,{"v":49.1,"d":"49"},{"v":42.8667,"d":"43"},{"v":30.25,"d":"30"},{"v":24.1,"d":"24"},{"v":17.8667,"d":"18"},{"v":5.25,"d":"5"}]
[669,"高耗能企业3组",3201700136651,"宜兴市汉城陶瓷厂","丁蜀","交流10kV",160,160,16,{"v":3.4724,"d":"3"},{"v":10.3413,"d":"10"},{"v":3.483,"d":"3"},0,0,0]
[670,"高耗能企业3组",3201700136679,"江苏莫红新材料有限公司","丁蜀","交流10kV",2050,1050,105,{"v":153.2446,"d":"153"},{"v":164.3582,"d":"164"},{"v":41.0857,"d":"41"},{"v":48.2446,"d":"48"},{"v":59.3582,"d":"59"},0]
[671,"高耗能企业3组",3201700136809,"江苏腾世达新材料科技有限公司","丁蜀","交流10kV",1650,400,40,{"v":23.4423,"d":"23"},{"v":32.4458,"d":"32"},{"v":25.1224,"d":"25"},0,0,0]
[672,"高耗能企业3组",3201700137124,"宜兴市广龙特种陶瓷有限公司","丁蜀","交流10kV",200,200,20,0,0,0,0,0,0]
[673,"高耗能企业3组",3201700137709,"宜兴晨星陶瓷有限公司","丁蜀","交流10kV",630,630,63,0,0,0,0,0,0]
[674,"高耗能企业3组",3201700138030,"宜兴市超能瓷业有限公司","丁蜀","交流10kV",160,160,16,{"v":72.79,"d":"73"},{"v":50.1034,"d":"50"},{"v":10.3377,"d":"10"},{"v":56.79,"d":"57"},{"v":34.1034,"d":"34"},0]
[675,"高耗能企业3组",3201700138050,"宜兴市伟业陶瓷工艺厂","丁蜀","交流10kV",200,200,20,{"v":10.6029,"d":"11"},{"v":11.3915,"d":"11"},{"v":7.7864,"d":"8"},0,0,0]
[676,"高耗能企业3组",3201700138056,"宜兴市永鑫陶瓷有限公司","丁蜀","交流10kV",200,200,20,{"v":0.7221,"d":"1"},{"v":0.7765,"d":"1"},{"v":3.384,"d":"3"},0,0,0]
[677,"高耗能企业3组",3201700140172,"宜兴市旺角陶瓷有限公司","丁蜀","交流10kV",160,160,16,{"v":36.9039,"d":"37"},{"v":34.2844,"d":"34"},{"v":7.9195,"d":"8"},{"v":20.9039,"d":"21"},{"v":18.2844,"d":"18"},0]
[678,"高耗能企业3组",3201700140332,"宜兴凯华陶瓷有限公司","丁蜀","交流10kV",630,630,63,{"v":119.5069,"d":"120"},{"v":127.1622,"d":"127"},{"v":80.783,"d":"81"},{"v":56.5069,"d":"57"},{"v":64.1622,"d":"64"},{"v":17.783,"d":"18"}]
[679,"高耗能企业3组",3201700140464,"宜兴市玮韬陶瓷厂","丁蜀","交流10kV",160,160,16,{"v":5.4786,"d":"5"},{"v":5.762,"d":"6"},{"v":1.2547,"d":"1"},0,0,0]
[680,"高耗能企业3组",3201700141056,"宜兴欣全伟耐火陶瓷有限公司","丁蜀","交流10kV",250,250,25,{"v":24.0786,"d":"24"},{"v":25.2622,"d":"25"},{"v":4.1164,"d":"4"},0,{"v":0.2622,"d":"0"},0]
[681,"高耗能企业3组",3201700141427,"无锡市方力混凝土有限公司","丁蜀","交流10kV",1880,1880,188,{"v":238.4259,"d":"238"},{"v":349.2917,"d":"349"},{"v":305.8453,"d":"306"},{"v":50.4259,"d":"50"},{"v":161.2917,"d":"161"},{"v":117.8453,"d":"118"}]
[682,"高耗能企业3组",3201700141290,"宜兴市晨阳陶瓷有限公司","丁蜀","交流10kV",250,250,25,0,0,0,0,0,0]
[683,"高耗能企业3组",3201700141479,"宜兴市钰玺窑业有限公司","丁蜀","交流10kV",880,880,88,{"v":117.275,"d":"117"},{"v":114.3382,"d":"114"},{"v":100.4527,"d":"100"},{"v":29.275,"d":"29"},{"v":26.3382,"d":"26"},{"v":12.4527,"d":"12"}]
[684,"高耗能企业3组",3201700141773,"宜兴市芸盛特种陶瓷有限公司","丁蜀","交流10kV",80,80,8,{"v":42.65,"d":"43"},{"v":34.9369,"d":"35"},{"v":12.4584,"d":"12"},{"v":34.65,"d":"35"},{"v":26.9369,"d":"27"},{"v":4.4584,"d":"4"}]
[685,"高耗能企业3组",3201700142034,"山拓(宜兴)支撑剂有限公司","丁蜀","交流10kV",800,800,80,{"v":6.1327,"d":"6"},{"v":6.2415,"d":"6"},{"v":5.4942,"d":"5"},0,0,0]
[686,"高耗能企业3组",3201700141452,"无锡市亿洲耐火材料有限公司","丁蜀","交流10kV",200,200,20,{"v":95.634,"d":"96"},{"v":86.8927,"d":"87"},{"v":23.8638,"d":"24"},{"v":75.634,"d":"76"},{"v":66.8927,"d":"67"},{"v":3.8638,"d":"4"}]
[687,"高耗能企业3组",3201700142588,"江苏泽建环境科技有限公司","丁蜀","交流10kV",2130,2130,213,{"v":340.1393,"d":"340"},{"v":362.8,"d":"363"},{"v":241.013,"d":"241"},{"v":127.1393,"d":"127"},{"v":149.8,"d":"150"},{"v":28.013,"d":"28"}]
[688,"高耗能企业3组",3201700143410,"宜兴市艺苑陶瓷有限公司","丁蜀","交流10kV",200,200,20,{"v":8.2511,"d":"8"},{"v":7.7229,"d":"8"},{"v":2.4331,"d":"2"},0,0,0]
[689,"高耗能企业3组",3201700146143,"宜兴市王盛特种节能材料有限公司","丁蜀","交流10kV",200,200,20,{"v":40.2268,"d":"40"},{"v":93.4436,"d":"93"},{"v":76.4005,"d":"76"},{"v":20.2268,"d":"20"},{"v":73.4436,"d":"73"},{"v":56.4005,"d":"56"}]
[690,"高耗能企业3组",3201700146125,"宜兴市晨祥合金材料有限公司","丁蜀","交流10kV",250,250,25,{"v":18.7961,"d":"19"},{"v":14.8558,"d":"15"},{"v":4.3225,"d":"4"},0,0,0]
[691,"高耗能企业3组",3201700146120,"宜兴鑫鑫珠光材料科技有限公司","丁蜀","交流10kV",500,500,50,0,0,0,0,0,0]
[692,"高耗能企业3组",3201700145926,"宜兴市琪丰特种瓷业有限公司","丁蜀","交流10kV",250,250,25,{"v":26.97,"d":"27"},{"v":28.1475,"d":"28"},{"v":6.2443,"d":"6"},{"v":1.97,"d":"2"},{"v":3.1475,"d":"3"},0]
[693,"高耗能企业3组",3201700143474,"宜兴市鑫鹏非金属化工设备有限公司","丁蜀","交流10kV",250,250,25,{"v":31.0066,"d":"31"},{"v":37.2705,"d":"37"},{"v":28.6085,"d":"29"},{"v":6.0066,"d":"6"},{"v":12.2705,"d":"12"},{"v":3.6085,"d":"4"}]
[694,"高耗能企业3组",3201700147751,"无锡振亚纺织瓷件有限公司","丁蜀","交流10kV",160,160,16,{"v":54.5214,"d":"55"},{"v":54.1013,"d":"54"},{"v":29.8005,"d":"30"},{"v":38.5214,"d":"39"},{"v":38.1013,"d":"38"},{"v":13.8005,"d":"14"}]
[695,"高耗能企业3组",3201700146512,"无锡市强亚耐火材料有限公司","丁蜀","交流10kV",160,160,16,{"v":31.2378,"d":"31"},{"v":26.8556,"d":"27"},{"v":15.8714,"d":"16"},{"v":15.2378,"d":"15"},{"v":10.8556,"d":"11"},0]
[696,"高耗能企业3组",3201700144888,"宜兴均陶工艺有限公司","丁蜀","交流10kV",500,500,50,{"v":35.3943,"d":"35"},{"v":35.7133,"d":"36"},{"v":24.355,"d":"24"},0,0,0]
[697,"高耗能企业3组",3201700146618,"宜兴市中海陶瓷有限公司","丁蜀","交流10kV",500,500,50,{"v":133.722,"d":"134"},{"v":130.72,"d":"131"},{"v":112.6587,"d":"113"},{"v":83.722,"d":"84"},{"v":80.72,"d":"81"},{"v":62.6587,"d":"63"}]
[698,"高耗能企业3组",3201700144089,"江苏三恒高技术窑具有限公司","丁蜀","交流10kV",1000,1000,100,{"v":163.0426,"d":"163"},{"v":164.2,"d":"164"},{"v":168.6731,"d":"169"},{"v":63.0426,"d":"63"},{"v":64.2,"d":"64"},{"v":68.6731,"d":"69"}]
[699,"高耗能企业3组",3201700150433,"宜兴市丁蜀镇灿晨精细陶瓷厂","丁蜀","交流10kV",250,250,25,{"v":65.9071,"d":"66"},{"v":29.4481,"d":"29"},{"v":5.702,"d":"6"},{"v":40.9071,"d":"41"},{"v":4.4481,"d":"4"},0]
[700,"高耗能企业3组",3201110000418,"宜兴市和特科技有限公司","丁蜀","交流10kV",250,250,25,{"v":125.3968,"d":"125"},{"v":112.1875,"d":"112"},{"v":94.5976,"d":"95"},{"v":100.3968,"d":"100"},{"v":87.1875,"d":"87"},{"v":69.5976,"d":"70"}]
[701,"高耗能企业3组",3201110010383,"宜兴市同华耐火材料厂（普通合伙）","丁蜀","交流10kV",200,200,20,{"v":50.1,"d":"50"},{"v":44.1036,"d":"44"},{"v":12.2366,"d":"12"},{"v":30.1,"d":"30"},{"v":24.1036,"d":"24"},0]
[702,"高耗能企业3组",3201110015086,"宜兴市龙鼎陶瓷有限公司","丁蜀","交流10kV",160,160,16,{"v":146.9418,"d":"147"},{"v":125.1,"d":"125"},{"v":57.8804,"d":"58"},{"v":130.9418,"d":"131"},{"v":109.1,"d":"109"},{"v":41.8804,"d":"42"}]
[703,"高耗能企业3组",3201110015144,"宜兴市协鑫艺术品有限公司","丁蜀","交流10kV",250,250,25,{"v":52.6077,"d":"53"},{"v":100.9454,"d":"101"},{"v":21.8067,"d":"22"},{"v":27.6077,"d":"28"},{"v":75.9454,"d":"76"},0]
[704,"高耗能企业3组",3201110019396,"宜兴市志盛陶瓷科技有限公司","丁蜀","交流10kV",200,200,20,{"v":69.6768,"d":"70"},{"v":68.7061,"d":"69"},{"v":34.7676,"d":"35"},{"v":49.6768,"d":"50"},{"v":48.7061,"d":"49"},{"v":14.7676,"d":"15"}]
[705,"高耗能企业3组",3201110019938,"江苏宜翔陶瓷科技有限公司","丁蜀","交流10kV",800,800,80,{"v":520.6909,"d":"521"},{"v":528.75,"d":"529"},{"v":186.3091,"d":"186"},{"v":440.6909,"d":"441"},{"v":448.75,"d":"449"},{"v":106.3091,"d":"106"}]
[706,"高耗能企业3组",3201110052218,"宜兴市晶煌陶瓷厂","丁蜀","交流10kV",200,200,20,{"v":10.5251,"d":"11"},{"v":1.6567,"d":"2"},{"v":2.7699,"d":"3"},0,0,0]
[707,"高耗能企业3组",3201110105423,"宜兴市宏大陶瓷有限公司","丁蜀","交流10kV",200,200,20,{"v":3.6605,"d":"4"},{"v":4.6238,"d":"5"},{"v":3.9922,"d":"4"},0,0,0]
[708,"高耗能企业3组",3201110108504,"无锡拜尔精密陶瓷有限公司","丁蜀","交流10kV",200,200,20,{"v":105.7691,"d":"106"},{"v":98.7745,"d":"99"},{"v":17.7389,"d":"18"},{"v":85.7691,"d":"86"},{"v":78.7745,"d":"79"},0]
[709,"高耗能企业3组",3201110132037,"宜兴市彭博陶瓷有限公司","丁蜀","交流10kV",160,160,16,{"v":9.3183,"d":"9"},{"v":9.685,"d":"10"},{"v":13.039,"d":"13"},0,0,0]
[710,"高耗能企业3组",3201110132038,"宜兴市丁蜀镇龙头山耐火材料加工厂","丁蜀","交流10kV",200,200,20,{"v":17.392,"d":"17"},{"v":39.4135,"d":"39"},{"v":2.0566,"d":"2"},0,{"v":19.4135,"d":"19"},0]
[711,"高耗能企业3组",3201110163118,"宜兴王子制陶有限公司","丁蜀","交流10kV",1430,1430,143,{"v":389.0308,"d":"389"},{"v":305.3294,"d":"305"},{"v":184.3074,"d":"184"},{"v":246.0308,"d":"246"},{"v":162.3294,"d":"162"},{"v":41.3074,"d":"41"}]
[712,"高耗能企业3组",3201110167662,"宜兴市乾坤陶瓷有限公司","丁蜀","交流10kV",160,160,16,{"v":33.9629,"d":"34"},{"v":33.5806,"d":"34"},{"v":21.3978,"d":"21"},{"v":17.9629,"d":"18"},{"v":17.5806,"d":"18"},{"v":5.3978,"d":"5"}]
[713,"高耗能企业3组",3201110167686,"宜兴市丁蜀镇原料加工厂","丁蜀","交流10kV",315,0,0,0,0,0,0,0,0]
[714,"高耗能企业3组",3201110168873,"宜兴市东方窑炉材料有限公司","丁蜀","交流10kV",200,200,20,{"v":67.6655,"d":"68"},{"v":55.1789,"d":"55"},{"v":52.7338,"d":"53"},{"v":47.6655,"d":"48"},{"v":35.1789,"d":"35"},{"v":32.7338,"d":"33"}]
[715,"高耗能企业3组",3201110194301,"宜兴市城创建筑陶瓷科技有限公司","丁蜀","交流10kV",250,250,25,0,0,0,0,0,0]
[716,"高耗能企业3组",3201110283489,"宜兴市金利电器瓷件厂","丁蜀","交流10kV",160,160,16,{"v":60.4236,"d":"60"},{"v":60.3127,"d":"60"},{"v":15.5598,"d":"16"},{"v":44.4236,"d":"44"},{"v":44.3127,"d":"44"},0]
[717,"高耗能企业3组",3201110364213,"宜兴市华源焊接设备有限公司","丁蜀","交流10kV",200,200,20,{"v":35.975,"d":"36"},{"v":34.8743,"d":"35"},{"v":22.5026,"d":"23"},{"v":15.975,"d":"16"},{"v":14.8743,"d":"15"},{"v":2.5026,"d":"3"}]
[718,"高耗能企业3组",3201110395441,"宜兴市隆昌耐火材料有限公司","丁蜀","交流10kV",400,400,40,{"v":88.8037,"d":"89"},{"v":80.0313,"d":"80"},{"v":13.7656,"d":"14"},{"v":48.8037,"d":"49"},{"v":40.0313,"d":"40"},0]
[719,"高耗能企业3组",3201110403495,"宜兴市胜达耐火陶瓷有限公司","丁蜀","交流10kV",160,160,16,{"v":22.2541,"d":"22"},{"v":22.0242,"d":"22"},{"v":9.8821,"d":"10"},{"v":6.2541,"d":"6"},{"v":6.0242,"d":"6"},0]
[720,"高耗能企业3组",3201110403496,"宜兴市九鼎精密陶瓷厂","丁蜀","交流10kV",250,250,25,{"v":156.0527,"d":"156"},{"v":157.5796,"d":"158"},{"v":112.5665,"d":"113"},{"v":131.0527,"d":"131"},{"v":132.5796,"d":"133"},{"v":87.5665,"d":"88"}]
[721,"高耗能企业3组",3201110405930,"宜兴市振达金属制品有限公司","丁蜀","交流10kV",250,250,25,{"v":29.7479,"d":"30"},{"v":28.9996,"d":"29"},{"v":6.9658,"d":"7"},{"v":4.7479,"d":"5"},{"v":3.9996,"d":"4"},0]
[722,"高耗能企业3组",3201110405936,"宜兴市天韵陶瓷有限公司","丁蜀","交流10kV",200,200,20,{"v":60.024,"d":"60"},{"v":61.278,"d":"61"},{"v":9.858,"d":"10"},{"v":40.024,"d":"40"},{"v":41.278,"d":"41"},0]
[723,"高耗能企业3组",3201110412050,"宜兴摩根热陶瓷有限公司","丁蜀","交流10kV",250,250,25,{"v":7.477,"d":"7"},{"v":7.0945,"d":"7"},{"v":4.042,"d":"4"},0,0,0]
[724,"高耗能企业3组",3201110412057,"宜兴市兴源瓷业有限公司","丁蜀","交流10kV",250,250,25,{"v":149.5273,"d":"150"},{"v":145.9418,"d":"146"},{"v":104.3018,"d":"104"},{"v":124.5273,"d":"125"},{"v":120.9418,"d":"121"},{"v":79.3018,"d":"79"}]
[725,"高耗能企业3组",3201110431029,"宜兴市华邦陶瓷有限公司","丁蜀","交流10kV",315,315,{"v":31.5,"d":"32"},{"v":35.3537,"d":"35"},{"v":32.9523,"d":"33"},{"v":15.8898,"d":"16"},{"v":3.8537,"d":"4"},{"v":1.4523,"d":"1"},0]
[726,"高耗能企业3组",3201110450546,"宜兴市富润德陶瓷有限公司","丁蜀","交流10kV",315,315,{"v":31.5,"d":"32"},{"v":108.7509,"d":"109"},{"v":101.1843,"d":"101"},{"v":23.5911,"d":"24"},{"v":77.2509,"d":"77"},{"v":69.6843,"d":"70"},0]
[727,"高耗能企业3组",3201110457033,"江苏中正耐火材料有限公司","丁蜀","交流10kV",250,250,25,{"v":26.0457,"d":"26"},{"v":69.2131,"d":"69"},{"v":6.8455,"d":"7"},{"v":1.0457,"d":"1"},{"v":44.2131,"d":"44"},0]
[728,"高耗能企业3组",3201110469406,"宜兴市昆仑工业陶瓷制造有限公司","丁蜀","交流10kV",250,250,25,{"v":22.9895,"d":"23"},{"v":30.9792,"d":"31"},{"v":19.7034,"d":"20"},0,{"v":5.9792,"d":"6"},0]
[729,"高耗能企业3组",3201110469409,"宜兴市诺一陶瓷有限公司","丁蜀","交流10kV",200,200,20,{"v":0.9327,"d":"1"},{"v":1.0069,"d":"1"},{"v":1.502,"d":"2"},0,0,0]
[730,"高耗能企业3组",3201110505853,"宜兴市贝特弗兰特种陶瓷有限公司","丁蜀","交流10kV",250,250,25,{"v":191.3214,"d":"191"},{"v":185.5,"d":"186"},{"v":178.6429,"d":"179"},{"v":166.3214,"d":"166"},{"v":160.5,"d":"161"},{"v":153.6429,"d":"154"}]
[731,"高耗能企业3组",3201110520531,"宜兴市国美炉具科技有限公司","丁蜀","交流10kV",400,250,25,{"v":83.892,"d":"84"},{"v":85.3492,"d":"85"},{"v":11.087,"d":"11"},{"v":58.892,"d":"59"},{"v":60.3492,"d":"60"},0]
[732,"高耗能企业3组",3201110524230,"宜兴市锦铭陶瓷工艺厂","丁蜀","交流10kV",160,160,16,{"v":0.0708,"d":"0"},{"v":0.092,"d":"0"},{"v":0.1394,"d":"0"},0,0,0]
[733,"高耗能企业3组",3201110546192,"宜兴市兴旺耐火陶瓷材料厂","丁蜀","交流10kV",200,200,20,{"v":35.1055,"d":"35"},{"v":37.35,"d":"37"},{"v":31.863,"d":"32"},{"v":15.1055,"d":"15"},{"v":17.35,"d":"17"},{"v":11.863,"d":"12"}]
[734,"高耗能企业3组",3201110575034,"宜兴市小马预制构件厂","丁蜀","交流10kV",250,250,25,{"v":87.9731,"d":"88"},{"v":76.1481,"d":"76"},{"v":9.4742,"d":"9"},{"v":62.9731,"d":"63"},{"v":51.1481,"d":"51"},0]
[735,"高耗能企业3组",3201110579831,"宜兴市广林建筑材料厂（个人独资）","丁蜀","交流10kV",160,160,16,{"v":4.8734,"d":"5"},{"v":5.65,"d":"6"},{"v":3.6596,"d":"4"},0,0,0]
[736,"高耗能企业3组",3201110640335,"宜兴市金氏炉料衬里材料厂","丁蜀","交流10kV",200,200,20,{"v":20.342,"d":"20"},{"v":20.7092,"d":"21"},{"v":8.6946,"d":"9"},{"v":0.341999999999999,"d":"0"},{"v":0.709199999999999,"d":"1"},0]
[737,"高耗能企业3组",3201110640434,"宜兴市东南耐火材料厂","丁蜀","交流10kV",200,200,20,{"v":26.7502,"d":"27"},{"v":23.4382,"d":"23"},{"v":67.1444,"d":"67"},{"v":6.7502,"d":"7"},{"v":3.4382,"d":"3"},{"v":47.1444,"d":"47"}]
[738,"高耗能企业3组",3201110640435,"宜兴市鸿艺陶瓷有限公司","丁蜀","交流10kV",315,315,{"v":31.5,"d":"32"},0,0,0,0,0,0]
[739,"高耗能企业3组",3201110641242,"宜兴市鸿业瓷件有限公司","丁蜀","交流10kV",250,250,25,{"v":61.4868,"d":"61"},{"v":56.9231,"d":"57"},{"v":11.795,"d":"12"},{"v":36.4868,"d":"36"},{"v":31.9231,"d":"32"},0]
[740,"高耗能企业3组",3201110641243,"宜兴市玲珑工艺陶瓷厂","丁蜀","交流10kV",200,200,20,0,0,0,0,0,0]
[741,"高耗能企业3组",3201110728905,"无锡远舟陶瓷有限公司","丁蜀","交流10kV",200,0,0,0,0,0,0,0,0]
[742,"高耗能企业3组",3201110735225,"宜兴市生鑫陶瓷工艺厂","丁蜀","交流10kV",160,160,16,{"v":10.48,"d":"10"},{"v":6.5667,"d":"7"},{"v":10.6465,"d":"11"},0,0,0]
[743,"高耗能企业3组",3201110897955,"宜兴国华耐火陶瓷有限公司","丁蜀","交流10kV",250,250,25,{"v":68.7339,"d":"69"},{"v":66.5529,"d":"67"},{"v":35.1591,"d":"35"},{"v":43.7339,"d":"44"},{"v":41.5529,"d":"42"},{"v":10.1591,"d":"10"}]
[744,"高耗能企业3组",3201110973140,"宜兴市科达陶瓷电器有限公司","丁蜀","交流10kV",500,500,50,{"v":212.2822,"d":"212"},{"v":231.9056,"d":"232"},{"v":176.3004,"d":"176"},{"v":162.2822,"d":"162"},{"v":181.9056,"d":"182"},{"v":126.3004,"d":"126"}]
[745,"高耗能企业3组",3201111075352,"宜兴市丁蜀镇陶城金属瓷件厂","丁蜀","交流10kV",160,160,16,{"v":12.7373,"d":"13"},{"v":10.0664,"d":"10"},{"v":40.5705,"d":"41"},0,0,{"v":24.5705,"d":"25"}]
[746,"高耗能企业3组",3201111087733,"宜兴市天翔耐火陶瓷有限公司","丁蜀","交流10kV",200,200,20,{"v":106.8839,"d":"107"},{"v":103.9691,"d":"104"},{"v":25.2339,"d":"25"},{"v":86.8839,"d":"87"},{"v":83.9691,"d":"84"},{"v":5.2339,"d":"5"}]
[747,"高耗能企业3组",3201111121834,"宜兴市海宇耐火材料有限公司","丁蜀","交流10kV",250,250,25,{"v":10.756,"d":"11"},{"v":19.799,"d":"20"},{"v":51.5985,"d":"52"},0,0,{"v":26.5985,"d":"27"}]
[748,"高耗能企业3组",3201111122225,"宜兴市华嘉耐火电瓷材料有限公司","丁蜀","交流10kV",250,250,25,{"v":54.7482,"d":"55"},{"v":39.7333,"d":"40"},{"v":24.4179,"d":"24"},{"v":29.7482,"d":"30"},{"v":14.7333,"d":"15"},0]
[749,"高耗能企业3组",3201111140969,"宜兴市美思特陶瓷有限公司","丁蜀","交流10kV",315,250,25,{"v":98.2208,"d":"98"},{"v":98.1327,"d":"98"},{"v":41.2104,"d":"41"},{"v":73.2208,"d":"73"},{"v":73.1327,"d":"73"},{"v":16.2104,"d":"16"}]
[750,"高耗能企业3组",3201111157733,"宜兴市今旺科技有限公司","丁蜀","交流10kV",250,0,0,0,0,0,0,0,0]
[751,"高耗能企业3组",3201111311633,"宜兴方杰窑炉耐火材料厂","丁蜀","交流10kV",250,250,25,{"v":40.2821,"d":"40"},{"v":41.3145,"d":"41"},{"v":40.7964,"d":"41"},{"v":15.2821,"d":"15"},{"v":16.3145,"d":"16"},{"v":15.7964,"d":"16"}]
[752,"高耗能企业3组",3201111317933,"宜兴市丁蜀镇文宇陶瓷工艺厂","丁蜀","交流10kV",1400,250,25,{"v":112.9769,"d":"113"},{"v":96.7222,"d":"97"},{"v":85.0571,"d":"85"},{"v":87.9769,"d":"88"},{"v":71.7222,"d":"72"},{"v":60.0571,"d":"60"}]
[753,"高耗能企业3组",3201111331242,"宜兴市鑫马陶瓷有限公司","丁蜀","交流10kV",200,200,20,{"v":32.3259,"d":"32"},{"v":30.0753,"d":"30"},{"v":11.8425,"d":"12"},{"v":12.3259,"d":"12"},{"v":10.0753,"d":"10"},0]
[754,"高耗能企业3组",3201111337916,"江苏和田科技材料有限公司","丁蜀","交流10kV",1600,1600,160,{"v":201.0577,"d":"201"},{"v":259.7417,"d":"260"},0,{"v":41.0577,"d":"41"},{"v":99.7417,"d":"100"},0]
[755,"高耗能企业3组",3201111364557,"宜兴市南泰陶瓷管壳厂","丁蜀","交流10kV",500,250,25,{"v":103.7673,"d":"104"},{"v":83.6783,"d":"84"},{"v":63.9917,"d":"64"},{"v":78.7673,"d":"79"},{"v":58.6783,"d":"59"},{"v":38.9917,"d":"39"}]
[756,"高耗能企业3组",3201111419636,"宜兴市优利特电器元件有限公司","丁蜀","交流10kV",250,250,25,{"v":68.8571,"d":"69"},{"v":70.1636,"d":"70"},{"v":122.1196,"d":"122"},{"v":43.8571,"d":"44"},{"v":45.1636,"d":"45"},{"v":97.1196,"d":"97"}]
[757,"高耗能企业3组",3201111433633,"江苏国窑科技有限公司","丁蜀","交流10kV",250,250,25,{"v":18.5489,"d":"19"},{"v":22.4,"d":"22"},{"v":15.4761,"d":"15"},0,0,0]
[758,"高耗能企业3组",3201111451933,"无锡市陶都电力器件厂","丁蜀","交流10kV",400,400,40,{"v":230.4571,"d":"230"},{"v":249.7,"d":"250"},{"v":61.9911,"d":"62"},{"v":190.4571,"d":"190"},{"v":209.7,"d":"210"},{"v":21.9911,"d":"22"}]
[759,"高耗能企业3组",3201111452034,"宜兴市陶都电瓷厂（普通合伙）","丁蜀","交流10kV",315,315,{"v":31.5,"d":"32"},{"v":71.2446,"d":"71"},{"v":77.4335,"d":"77"},0,{"v":39.7446,"d":"40"},{"v":45.9335,"d":"46"},0]
[760,"高耗能企业3组",3201111485667,"宜兴市富泰瓷业有限公司","丁蜀","交流10kV",250,250,25,{"v":169.8781,"d":"170"},{"v":159.0257,"d":"159"},{"v":106.0517,"d":"106"},{"v":144.8781,"d":"145"},{"v":134.0257,"d":"134"},{"v":81.0517,"d":"81"}]
[761,"高耗能企业3组",3201111485669,"宜兴市飞盛工业陶瓷厂","丁蜀","交流10kV",160,160,16,{"v":1.6015,"d":"2"},{"v":0.7833,"d":"1"},{"v":0.7324,"d":"1"},0,0,0]
[762,"高耗能企业3组",3201111485672,"宜兴市腾全艺灿建筑材料有限公司","丁蜀","交流10kV",250,250,25,{"v":29.6321,"d":"30"},{"v":21.6,"d":"22"},{"v":11.388,"d":"11"},{"v":4.6321,"d":"5"},0,0]
[763,"高耗能企业3组",3201111511642,"宜兴市恒源塑业有限公司","丁蜀","交流10kV",400,250,25,{"v":47.9455,"d":"48"},{"v":52.4538,"d":"52"},{"v":40.5565,"d":"41"},{"v":22.9455,"d":"23"},{"v":27.4538,"d":"27"},{"v":15.5565,"d":"16"}]
[764,"高耗能企业3组",3201111514433,"江苏国豪耐火科技有限公司","丁蜀","交流10kV",400,400,40,{"v":93.3412,"d":"93"},{"v":83.5102,"d":"84"},{"v":49.4074,"d":"49"},{"v":53.3412,"d":"53"},{"v":43.5102,"d":"44"},{"v":9.4074,"d":"9"}]
[765,"高耗能企业3组",3201111557133,"宜兴市古风陶瓷有限公司","丁蜀","交流10kV",200,200,20,{"v":44.6157,"d":"45"},{"v":39.0462,"d":"39"},{"v":33.5554,"d":"34"},{"v":24.6157,"d":"25"},{"v":19.0462,"d":"19"},{"v":13.5554,"d":"14"}]
[766,"高耗能企业3组",3201111557235,"宜兴市光峰陶瓷有限公司","丁蜀","交流10kV",250,250,25,{"v":144.375,"d":"144"},{"v":137.2,"d":"137"},{"v":104.7618,"d":"105"},{"v":119.375,"d":"119"},{"v":112.2,"d":"112"},{"v":79.7618,"d":"80"}]
[767,"高耗能企业3组",3201111643633,"宜兴市银龙建筑陶瓷厂","丁蜀","交流10kV",200,200,20,{"v":0.4898,"d":"0"},{"v":0.378,"d":"0"},{"v":0.5061,"d":"1"},0,0,0]
[768,"高耗能企业3组",3201111643634,"宜兴市远舟耐材有限公司","丁蜀","交流10kV",250,250,25,{"v":55.8932,"d":"56"},{"v":62.5515,"d":"63"},{"v":3.5789,"d":"4"},{"v":30.8932,"d":"31"},{"v":37.5515,"d":"38"},0]
[769,"高耗能企业3组",3201111643635,"宜兴市金川陶瓷有限公司","丁蜀","交流10kV",200,200,20,{"v":75.437,"d":"75"},{"v":65.0056,"d":"65"},{"v":68.3321,"d":"68"},{"v":55.437,"d":"55"},{"v":45.0056,"d":"45"},{"v":48.3321,"d":"48"}]
[770,"高耗能企业3组",3201111692735,"宜兴市宏磊耐火原料有限公司","丁蜀","交流10kV",250,250,25,{"v":20.9629,"d":"21"},{"v":26.0379,"d":"26"},{"v":6.0017,"d":"6"},0,{"v":1.0379,"d":"1"},0]
[771,"高耗能企业3组",3201111693436,"宜兴市新世界陶瓷有限公司","丁蜀","交流10kV",160,160,16,{"v":33.1661,"d":"33"},{"v":38.5964,"d":"39"},{"v":21.283,"d":"21"},{"v":17.1661,"d":"17"},{"v":22.5964,"d":"23"},{"v":5.283,"d":"5"}]
[772,"高耗能企业3组",3201111694442,"宜兴市丁蜀镇悦通陶瓷厂","丁蜀","交流10kV",200,200,20,{"v":73.2993,"d":"73"},{"v":70.3625,"d":"70"},{"v":69.992,"d":"70"},{"v":53.2993,"d":"53"},{"v":50.3625,"d":"50"},{"v":49.992,"d":"50"}]
[773,"高耗能企业3组",3201111796742,"宜兴市金石鼎神力陶瓷厂","丁蜀","交流10kV",250,250,25,{"v":70.5846,"d":"71"},{"v":68.8491,"d":"69"},{"v":121.3836,"d":"121"},{"v":45.5846,"d":"46"},{"v":43.8491,"d":"44"},{"v":96.3836,"d":"96"}]
[774,"高耗能企业3组",3201111812037,"宜兴市远方陶业有限公司","丁蜀","交流10kV",250,250,25,{"v":4.6514,"d":"5"},{"v":4.845,"d":"5"},{"v":3.6978,"d":"4"},0,0,0]
[775,"高耗能企业3组",3201111924654,"无锡市顺芳建设科技有限公司","丁蜀","交流10kV",160,160,16,{"v":19.1059,"d":"19"},{"v":15.3947,"d":"15"},{"v":7.6302,"d":"8"},{"v":3.1059,"d":"3"},0,0]
[776,"高耗能企业3组",3201111989638,"宜兴市秦氏工艺陶瓷厂","丁蜀","交流10kV",160,160,16,{"v":10.8847,"d":"11"},{"v":5.9416,"d":"6"},{"v":3.3762,"d":"3"},0,0,0]
[777,"高耗能企业3组",3201112050653,"宜兴市佳锋特种陶瓷厂","丁蜀","交流10kV",250,250,25,{"v":56.1679,"d":"56"},{"v":50.0055,"d":"50"},{"v":48.3571,"d":"48"},{"v":31.1679,"d":"31"},{"v":25.0055,"d":"25"},{"v":23.3571,"d":"23"}]
[778,"高耗能企业3组",3201112123642,"江苏恒耐杰旭工业陶瓷有限公司","丁蜀","交流10kV",4850,1250,125,{"v":438.5923,"d":"439"},{"v":427.2308,"d":"427"},{"v":254.6981,"d":"255"},{"v":313.5923,"d":"314"},{"v":302.2308,"d":"302"},{"v":129.6981,"d":"130"}]
[779,"高耗能企业3组",3201112241234,"宜兴市创新陶瓷有限公司","丁蜀","交流10kV",315,315,{"v":31.5,"d":"32"},{"v":141.7352,"d":"142"},{"v":135.7484,"d":"136"},{"v":70.9673,"d":"71"},{"v":110.2352,"d":"110"},{"v":104.2484,"d":"104"},{"v":39.4673,"d":"39"}]
[780,"高耗能企业3组",3201112398336,"宜兴市亚盛特种陶瓷有限公司","丁蜀","交流10kV",250,250,25,{"v":83.783,"d":"84"},{"v":97.82,"d":"98"},{"v":45.4818,"d":"45"},{"v":58.783,"d":"59"},{"v":72.82,"d":"73"},{"v":20.4818,"d":"20"}]
[781,"高耗能企业3组",3201112484635,"宜兴市顺达陶瓷电力管壳有限公司","丁蜀","交流10kV",500,500,50,{"v":191.8944,"d":"192"},{"v":205.4,"d":"205"},{"v":95.3723,"d":"95"},{"v":141.8944,"d":"142"},{"v":155.4,"d":"155"},{"v":45.3723,"d":"45"}]
[782,"高耗能企业3组",3201112484638,"宜兴市潜丰建筑材料厂（普通合伙）","丁蜀","交流10kV",250,250,25,{"v":25.3432,"d":"25"},{"v":27.8824,"d":"28"},{"v":40.2867,"d":"40"},{"v":0.3432,"d":"0"},{"v":2.8824,"d":"3"},{"v":15.2867,"d":"15"}]
[783,"高耗能企业3组",3201112584633,"中耐控股集团有限公司","丁蜀","交流10kV",2000,1200,120,{"v":398.4615,"d":"398"},{"v":422.0192,"d":"422"},{"v":525.7222,"d":"526"},{"v":278.4615,"d":"278"},{"v":302.0192,"d":"302"},{"v":405.7222,"d":"406"}]
[784,"高耗能企业3组",3201112585333,"宜兴市盛行工艺陶瓷厂","丁蜀","交流10kV",250,250,25,{"v":92.9987,"d":"93"},{"v":96.3013,"d":"96"},{"v":28.9529,"d":"29"},{"v":67.9987,"d":"68"},{"v":71.3013,"d":"71"},{"v":3.9529,"d":"4"}]
[785,"高耗能企业3组",3201112711033,"无锡远能耐火材料有限公司","丁蜀","交流10kV",250,250,25,{"v":48.3694,"d":"48"},{"v":44.117,"d":"44"},{"v":10.8361,"d":"11"},{"v":23.3694,"d":"23"},{"v":19.117,"d":"19"},0]
[786,"高耗能企业3组",3201112887534,"宜兴华宝陶瓷科技有限公司","丁蜀","交流10kV",500,500,50,{"v":152.14,"d":"152"},{"v":148.7,"d":"149"},{"v":46.605,"d":"47"},{"v":102.14,"d":"102"},{"v":98.7,"d":"99"},0]
[787,"高耗能企业3组",3201113094206,"宜兴市威特陶瓷有限公司","丁蜀","交流10kV",200,200,20,{"v":66.38,"d":"66"},{"v":60.9154,"d":"61"},{"v":25.4374,"d":"25"},{"v":46.38,"d":"46"},{"v":40.9154,"d":"41"},{"v":5.4374,"d":"5"}]
[788,"高耗能企业3组",3201113165935,"宜兴市易人陶瓷有限公司","丁蜀","交流10kV",160,160,16,{"v":40.6429,"d":"41"},{"v":40.171,"d":"40"},{"v":35.9667,"d":"36"},{"v":24.6429,"d":"25"},{"v":24.171,"d":"24"},{"v":19.9667,"d":"20"}]
[789,"高耗能企业3组",3201113174133,"宜兴市锦铭陶瓷工艺厂","丁蜀","交流10kV",200,200,20,{"v":0.2812,"d":"0"},{"v":0.3808,"d":"0"},{"v":0.5542,"d":"1"},0,0,0]
[790,"高耗能企业3组",3201113198835,"宜兴市佳宝陶瓷原料研究所","丁蜀","交流10kV",200,200,20,{"v":9.6038,"d":"10"},{"v":17.8489,"d":"18"},{"v":12.965,"d":"13"},0,0,0]
[791,"高耗能企业3组",3201113217136,"宜兴市工艺美术陶瓷有限公司","丁蜀","交流10kV",250,250,25,{"v":71.8696,"d":"72"},{"v":76.9091,"d":"77"},{"v":62.7255,"d":"63"},{"v":46.8696,"d":"47"},{"v":51.9091,"d":"52"},{"v":37.7255,"d":"38"}]
[792,"高耗能企业3组",3201113228243,"宜兴市黄龙源陶瓷有限公司","丁蜀","交流10kV",80,80,8,{"v":6.3047,"d":"6"},{"v":6.3044,"d":"6"},{"v":1.7747,"d":"2"},0,0,0]
[793,"高耗能企业3组",3201113235108,"江苏顺星耐火科技有限公司","丁蜀","交流10kV",250,250,25,{"v":37.8443,"d":"38"},{"v":37.2502,"d":"37"},{"v":8.7243,"d":"9"},{"v":12.8443,"d":"13"},{"v":12.2502,"d":"12"},0]
[794,"高耗能企业3组",3201113237144,"宜兴市伟忠陶瓷有限公司","丁蜀","交流10kV",250,250,25,{"v":113.5071,"d":"114"},{"v":123.0833,"d":"123"},{"v":82.8286,"d":"83"},{"v":88.5071,"d":"89"},{"v":98.0833,"d":"98"},{"v":57.8286,"d":"58"}]
[795,"高耗能企业3组",3201113239917,"宜兴市铭洲耐火材料有限公司","丁蜀","交流10kV",400,400,40,{"v":1.1456,"d":"1"},{"v":1.6212,"d":"2"},{"v":67.3296,"d":"67"},0,0,{"v":27.3296,"d":"27"}]
[796,"高耗能企业3组",3201113331584,"江苏威航节能科技有限公司","丁蜀","交流10kV",250,250,25,{"v":5.2923,"d":"5"},{"v":3.6029,"d":"4"},{"v":9.0291,"d":"9"},0,0,0]
[797,"高耗能企业3组",3201113346833,"宜兴市民间紫砂有限公司","丁蜀","交流10kV",50,50,5,{"v":9.5846,"d":"10"},{"v":8.1723,"d":"8"},{"v":6.6136,"d":"7"},{"v":4.5846,"d":"5"},{"v":3.1723,"d":"3"},{"v":1.6136,"d":"2"}]
[798,"高耗能企业3组",3201113367346,"宜兴市宜刚迪纳科技有限公司","丁蜀","交流10kV",800,0,0,0,0,0,0,0,0]
[799,"高耗能企业3组",3201113375344,"宜兴市晨阳冶金材料有限公司","丁蜀","交流10kV",250,0,0,0,0,0,0,0,0]
[800,"高耗能企业3组",3201113397462,"宜兴市丰钰杰陶瓷科技有限公司","丁蜀","交流10kV",200,200,20,{"v":70.0134,"d":"70"},{"v":69.1539,"d":"69"},{"v":54.7896,"d":"55"},{"v":50.0134,"d":"50"},{"v":49.1539,"d":"49"},{"v":34.7896,"d":"35"}]
[801,"高耗能企业3组",3201113444744,"宜兴市正发陶瓷厂(普通合伙)","丁蜀","交流10kV",200,200,20,{"v":11.537,"d":"12"},{"v":37.6863,"d":"38"},{"v":31.2111,"d":"31"},0,{"v":17.6863,"d":"18"},{"v":11.2111,"d":"11"}]
[802,"高耗能企业3组",3201113461014,"宜兴市鼎诚建筑陶瓷有限公司","丁蜀","交流10kV",500,250,25,{"v":56.7764,"d":"57"},{"v":60.7618,"d":"61"},{"v":32.8655,"d":"33"},{"v":31.7764,"d":"32"},{"v":35.7618,"d":"36"},{"v":7.8655,"d":"8"}]
[803,"高耗能企业3组",3201113477756,"宜兴市华科新型陶瓷耐火有限公司","丁蜀","交流10kV",250,250,25,{"v":126.278,"d":"126"},{"v":125.0436,"d":"125"},{"v":109.0018,"d":"109"},{"v":101.278,"d":"101"},{"v":100.0436,"d":"100"},{"v":84.0018,"d":"84"}]
[804,"高耗能企业3组",3201113487446,"宜兴市锦龙陶瓷有限公司","丁蜀","交流10kV",500,500,50,{"v":206.0231,"d":"206"},{"v":203.6804,"d":"204"},{"v":110.5519,"d":"111"},{"v":156.0231,"d":"156"},{"v":153.6804,"d":"154"},{"v":60.5519,"d":"61"}]
[805,"高耗能企业3组",3201113525220,"宜兴市军龙物资有限公司","丁蜀","交流10kV",200,200,20,{"v":4.1498,"d":"4"},{"v":2.532,"d":"3"},{"v":1.83,"d":"2"},0,0,0]
[806,"高耗能企业3组",3201113525522,"宜兴市海科耐火材料制品有限公司","丁蜀","交流10kV",250,250,25,{"v":33.8356,"d":"34"},{"v":39.3996,"d":"39"},{"v":27.5862,"d":"28"},{"v":8.8356,"d":"9"},{"v":14.3996,"d":"14"},{"v":2.5862,"d":"3"}]
[807,"高耗能企业3组",3201113528519,"宜兴市丁蜀镇双腾陶瓷厂","丁蜀","交流10kV",200,200,20,{"v":85.9238,"d":"86"},{"v":103.86,"d":"104"},{"v":64.6333,"d":"65"},{"v":65.9238,"d":"66"},{"v":83.86,"d":"84"},{"v":44.6333,"d":"45"}]
[808,"高耗能企业3组",3201113538043,"宜兴市炜华合金材料有限公司","丁蜀","交流10kV",880,630,63,{"v":248.5741,"d":"249"},{"v":233.119,"d":"233"},{"v":207.6279,"d":"208"},{"v":185.5741,"d":"186"},{"v":170.119,"d":"170"},{"v":144.6279,"d":"145"}]
[809,"高耗能企业3组",3201113549245,"宜兴王子制陶有限公司","丁蜀","交流10kV",1600,1600,160,{"v":1256.468,"d":"1256"},{"v":912.688,"d":"913"},{"v":590.832,"d":"591"},{"v":1096.468,"d":"1096"},{"v":752.688,"d":"753"},{"v":430.832,"d":"431"}]
[810,"高耗能企业3组",3201113553066,"宜兴市锦泰耐火材料有限公司","丁蜀","交流10kV",250,250,25,{"v":109.4937,"d":"109"},{"v":98.0328,"d":"98"},{"v":30.1106,"d":"30"},{"v":84.4937,"d":"84"},{"v":73.0328,"d":"73"},{"v":5.1106,"d":"5"}]
[811,"高耗能企业3组",3201113563561,"宜兴市华夏节能科技有限公司","丁蜀","交流10kV",250,250,25,{"v":25.196,"d":"25"},{"v":20.7753,"d":"21"},{"v":18.0327,"d":"18"},{"v":0.196000000000002,"d":"0"},0,0]
[812,"高耗能企业3组",3201113579643,"宜兴市华元耐火材料厂","丁蜀","交流10kV",250,250,25,{"v":17.2611,"d":"17"},{"v":7.1217,"d":"7"},{"v":86.4477,"d":"86"},0,0,{"v":61.4477,"d":"61"}]
[813,"高耗能企业3组",3201113601952,"宜兴市宏图精磨陶瓷厂","丁蜀","交流10kV",250,250,25,{"v":82.8932,"d":"83"},{"v":83.9576,"d":"84"},{"v":28.0664,"d":"28"},{"v":57.8932,"d":"58"},{"v":58.9576,"d":"59"},{"v":3.0664,"d":"3"}]
[814,"高耗能企业3组",3201113602165,"宜兴市运博科技有限公司","丁蜀","交流10kV",250,250,25,{"v":69.147,"d":"69"},{"v":68.9213,"d":"69"},{"v":16.92,"d":"17"},{"v":44.147,"d":"44"},{"v":43.9213,"d":"44"},0]
[815,"高耗能企业3组",3201113607245,"宜兴市恒陶陶瓷有限公司","丁蜀","交流10kV",500,500,50,{"v":14.8863,"d":"15"},{"v":14.1709,"d":"14"},{"v":13.6447,"d":"14"},0,0,0]
[816,"高耗能企业3组",3201113651313,"宜兴市陶醉江湖陶瓷有限公司","丁蜀","交流10kV",200,200,20,{"v":14.6363,"d":"15"},{"v":18.9579,"d":"19"},{"v":14.5895,"d":"15"},0,0,0]
[817,"高耗能企业3组",3201113700559,"宜兴市宏伟建材有限公司","丁蜀","交流10kV",200,200,20,{"v":11.863,"d":"12"},{"v":19.0871,"d":"19"},{"v":4.5016,"d":"5"},0,0,0]
[818,"高耗能企业3组",3201113720343,"宜兴市三乡陶瓷有限公司","丁蜀","交流10kV",200,200,20,{"v":91.1278,"d":"91"},{"v":86.1286,"d":"86"},29,{"v":71.1278,"d":"71"},{"v":66.1286,"d":"66"},9]
[819,"高耗能企业3组",3201113728557,"宜兴市冠宇陶瓷有限公司","丁蜀","交流10kV",315,315,{"v":31.5,"d":"32"},{"v":57.4536,"d":"57"},{"v":56.6222,"d":"57"},{"v":37.3462,"d":"37"},{"v":25.9536,"d":"26"},{"v":25.1222,"d":"25"},{"v":5.8462,"d":"6"}]
[820,"高耗能企业3组",3201113750787,"宜兴市至正陶瓷有限公司","丁蜀","交流10kV",500,500,50,{"v":102.125,"d":"102"},{"v":95.5,"d":"96"},{"v":31.8446,"d":"32"},{"v":52.125,"d":"52"},{"v":45.5,"d":"46"},0]
[821,"高耗能企业3组",3201113772938,"无锡艾索来特耐火科技有限公司","丁蜀","交流10kV",400,400,40,{"v":221.5321,"d":"222"},{"v":221.9182,"d":"222"},{"v":104.1709,"d":"104"},{"v":181.5321,"d":"182"},{"v":181.9182,"d":"182"},{"v":64.1709,"d":"64"}]
[822,"高耗能企业3组",3201113779814,"江苏天藏地酒陶瓷有限公司","丁蜀","交流10kV",500,500,50,{"v":149.2474,"d":"149"},{"v":77.4091,"d":"77"},{"v":64.5146,"d":"65"},{"v":99.2474,"d":"99"},{"v":27.4091,"d":"27"},{"v":14.5146,"d":"15"}]
[823,"高耗能企业3组",3201113796148,"宜兴市悟宜陶瓷科技有限公司","丁蜀","交流10kV",250,250,25,{"v":26.5921,"d":"27"},{"v":28.4726,"d":"28"},{"v":17.9305,"d":"18"},{"v":1.5921,"d":"2"},{"v":3.4726,"d":"3"},0]
[824,"高耗能企业3组",3201113796154,"宜兴市正大特种瓷件有限公司","丁蜀","交流10kV",250,250,25,{"v":21.252,"d":"21"},{"v":21.992,"d":"22"},{"v":13.484,"d":"13"},0,0,0]
[825,"高耗能企业3组",3201113797146,"宜兴市冠铭特种陶瓷科技有限公司","丁蜀","交流10kV",315,315,{"v":31.5,"d":"32"},{"v":236.3214,"d":"236"},{"v":231.3091,"d":"231"},{"v":162.2321,"d":"162"},{"v":204.8214,"d":"205"},{"v":199.8091,"d":"200"},{"v":130.7321,"d":"131"}]
[826,"高耗能企业3组",3201113807107,"宜兴市龙冠陶瓷有限公司","丁蜀","交流10kV",250,250,25,{"v":61.3568,"d":"61"},{"v":80.7228,"d":"81"},{"v":29.9577,"d":"30"},{"v":36.3568,"d":"36"},{"v":55.7228,"d":"56"},{"v":4.9577,"d":"5"}]
[827,"高耗能企业3组",3201113822053,"宜兴市华中陶瓷厂","丁蜀","交流10kV",500,500,50,{"v":66.0255,"d":"66"},{"v":48.3655,"d":"48"},{"v":31.2125,"d":"31"},{"v":16.0255,"d":"16"},0,0]
[828,"高耗能企业3组",3201113833908,"宜兴市华井科技有限公司","丁蜀","交流10kV",630,630,63,{"v":86.6902,"d":"87"},{"v":96.9033,"d":"97"},{"v":65.7281,"d":"66"},{"v":23.6902,"d":"24"},{"v":33.9033,"d":"34"},{"v":2.7281,"d":"3"}]
[829,"高耗能企业3组",3201113866371,"宜兴市丁蜀绝热陶瓷厂有限公司","丁蜀","交流10kV",250,250,25,{"v":20.633,"d":"21"},{"v":31.7016,"d":"32"},{"v":11.4502,"d":"11"},0,{"v":6.7016,"d":"7"},0]
[830,"高耗能企业3组",3201113904614,"宜兴市科艺电子瓷件厂","丁蜀","交流10kV",250,250,25,{"v":73.7714,"d":"74"},{"v":73.0909,"d":"73"},{"v":57.0309,"d":"57"},{"v":48.7714,"d":"49"},{"v":48.0909,"d":"48"},{"v":32.0309,"d":"32"}]
[831,"高耗能企业3组",3201113945623,"江苏省陶瓷研究所有限公司","丁蜀","交流10kV",1680,1050,105,{"v":317.4642,"d":"317"},{"v":307.52,"d":"308"},{"v":539.1923,"d":"539"},{"v":212.4642,"d":"212"},{"v":202.52,"d":"203"},{"v":434.1923,"d":"434"}]
[832,"高耗能企业3组",3201113990242,"宜兴市三爵彩陶研究所","丁蜀","交流10kV",250,250,25,{"v":4.7117,"d":"5"},{"v":4.6399,"d":"5"},{"v":4.9434,"d":"5"},0,0,0]
[833,"高耗能企业3组",3201114002004,"宜兴市方飞炭素有限公司","丁蜀","交流10kV",250,250,25,{"v":13.2553,"d":"13"},{"v":14.186,"d":"14"},{"v":1.5331,"d":"2"},0,0,0]
[834,"高耗能企业3组",3201114005805,"宜兴市丁蜀美术陶瓷耐火厂（普通合伙）","丁蜀","交流10kV",250,250,25,{"v":2.1073,"d":"2"},{"v":2.6696,"d":"3"},{"v":1.6139,"d":"2"},0,0,0]
[835,"高耗能企业3组",3201114008402,"宜兴奕安陶瓷有限公司","丁蜀","交流10kV",500,500,50,{"v":185.6563,"d":"186"},{"v":156.9846,"d":"157"},{"v":131.5636,"d":"132"},{"v":135.6563,"d":"136"},{"v":106.9846,"d":"107"},{"v":81.5636,"d":"82"}]
[836,"高耗能企业3组",3201114015376,"宜兴市鼎冠珠光云母材料厂（普通合伙）","丁蜀","交流10kV",250,250,25,0,0,0,0,0,0]
[837,"高耗能企业3组",3201114104523,"宜兴市成宏化工建材厂","丁蜀","交流10kV",250,250,25,{"v":16.2389,"d":"16"},{"v":22.1265,"d":"22"},0,0,0,0]
[838,"高耗能企业3组",3201114112597,"宜兴市金发陶瓷有限公司","丁蜀","交流10kV",250,0,0,{"v":7.3796,"d":"7"},{"v":6.1094,"d":"6"},{"v":5.8319,"d":"6"},0,0,0]
[839,"高耗能企业3组",3201114113139,"宜兴市超越耐火制品厂（普通合伙）","丁蜀","交流10kV",250,250,25,{"v":5.31,"d":"5"},{"v":3.4842,"d":"3"},{"v":1.7442,"d":"2"},0,0,0]
[840,"高耗能企业3组",3201114149351,"宜兴市安鹏陶瓷有限公司","丁蜀","交流10kV",250,250,25,{"v":14.3868,"d":"14"},{"v":36.5944,"d":"37"},{"v":69.3436,"d":"69"},0,{"v":11.5944,"d":"12"},{"v":44.3436,"d":"44"}]
[841,"高耗能企业3组",3201114164800,"江苏金石研磨有限公司","丁蜀","交流10kV",4800,4800,480,0,0,0,0,0,0]
[842,"高耗能企业3组",3201114189970,"宜兴博林非金属耐火材料厂","丁蜀","交流10kV",250,250,25,{"v":1.4543,"d":"1"},{"v":1.4463,"d":"1"},{"v":1.5335,"d":"2"},0,0,0]
[843,"高耗能企业3组",3201114192932,"宜兴市科力耐火材料有限公司","丁蜀","交流10kV",250,250,25,{"v":8.1307,"d":"8"},{"v":21.4002,"d":"21"},{"v":2.0521,"d":"2"},0,0,0]
[844,"高耗能企业3组",3201114267972,"宜兴市恒电耐火材料有限公司","丁蜀","交流10kV",250,250,25,{"v":14.2873,"d":"14"},{"v":17.8413,"d":"18"},{"v":33.0413,"d":"33"},0,0,{"v":8.0413,"d":"8"}]
[845,"高耗能企业3组",3201114267998,"江苏君耀耐磨耐火材料有限公司","丁蜀","交流10kV",250,250,25,{"v":10.0102,"d":"10"},{"v":8.9207,"d":"9"},{"v":2.5554,"d":"3"},0,0,0]
[846,"高耗能企业3组",3201114270512,"江苏圣德热新材料科技有限公司","丁蜀","交流10kV",250,250,25,{"v":18.386,"d":"18"},{"v":39.9018,"d":"40"},{"v":21.1,"d":"21"},0,{"v":14.9018,"d":"15"},0]
[847,"高耗能企业3组",3201114270985,"宜兴市和丰陶瓷有限公司","丁蜀","交流10kV",250,250,25,{"v":78.1731,"d":"78"},{"v":76.0836,"d":"76"},{"v":11.1782,"d":"11"},{"v":53.1731,"d":"53"},{"v":51.0836,"d":"51"},0]
[848,"高耗能企业3组",3201114307054,"宜兴市双庙紫砂陶瓷专业合作社","丁蜀","交流10kV",250,250,25,{"v":3.386,"d":"3"},{"v":0.503,"d":"1"},{"v":30.2715,"d":"30"},0,0,{"v":5.2715,"d":"5"}]
[849,"高耗能企业3组",3201114307057,"宜兴市盛超装饰墙地砖厂","丁蜀","交流10kV",250,250,25,{"v":1.6485,"d":"2"},{"v":1.9767,"d":"2"},{"v":12.1648,"d":"12"},0,0,0]
[850,"高耗能企业3组",3201114361630,"宜兴市城创建筑陶瓷科技有限公司","丁蜀","交流10kV",500,500,50,{"v":62.3964,"d":"62"},{"v":92.9418,"d":"93"},{"v":93.5907,"d":"94"},{"v":12.3964,"d":"12"},{"v":42.9418,"d":"43"},{"v":43.5907,"d":"44"}]
[851,"高耗能企业3组",3201114361634,"宜兴市远宏陶瓷耐火材料有限公司","丁蜀","交流10kV",250,250,25,{"v":2.1995,"d":"2"},{"v":1.736,"d":"2"},{"v":1.1675,"d":"1"},0,0,0]
[852,"高耗能企业3组",3201114383898,"宜兴市飞鹰陶瓷科技有限公司","丁蜀","交流10kV",315,315,{"v":31.5,"d":"32"},{"v":240.5357,"d":"241"},{"v":238.0364,"d":"238"},{"v":220.1964,"d":"220"},{"v":209.0357,"d":"209"},{"v":206.5364,"d":"207"},{"v":188.6964,"d":"189"}]
[853,"高耗能企业3组",3201114383933,"宜兴市宏泰特种陶瓷有限公司","丁蜀","交流10kV",250,250,25,{"v":66.4743,"d":"66"},{"v":64.548,"d":"65"},{"v":39.8931,"d":"40"},{"v":41.4743,"d":"41"},{"v":39.548,"d":"40"},{"v":14.8931,"d":"15"}]
[854,"高耗能企业3组",3201114408407,"宜兴市志泰陶瓷科技有限公司","丁蜀","交流10kV",250,250,25,{"v":37.4,"d":"37"},{"v":35.1074,"d":"35"},{"v":11.6336,"d":"12"},{"v":12.4,"d":"12"},{"v":10.1074,"d":"10"},0]
[855,"高耗能企业3组",3201114410902,"宜兴普康陶瓷有限公司","丁蜀","交流10kV",250,250,25,{"v":92.1818,"d":"92"},{"v":79.4192,"d":"79"},{"v":53.8524,"d":"54"},{"v":67.1818,"d":"67"},{"v":54.4192,"d":"54"},{"v":28.8524,"d":"29"}]
[856,"高耗能企业3组",3201114424237,"江苏琪稼新材料科技有限公司","丁蜀","交流10kV",1250,1250,125,{"v":524.5179,"d":"525"},{"v":518.4074,"d":"518"},{"v":492.7778,"d":"493"},{"v":399.5179,"d":"400"},{"v":393.4074,"d":"393"},{"v":367.7778,"d":"368"}]
[857,"高耗能企业3组",3201114437283,"宜兴市得力陶瓷科技有限公司","丁蜀","交流10kV",250,250,25,{"v":13.8254,"d":"14"},{"v":16.6747,"d":"17"},{"v":12.1115,"d":"12"},0,0,0]
[858,"高耗能企业3组",3201114439053,"宜兴市宏宇建筑陶瓷厂","丁蜀","交流10kV",160,160,16,{"v":10.4106,"d":"10"},{"v":12.3114,"d":"12"},{"v":8.6833,"d":"9"},0,0,0]
[859,"高耗能企业3组",3201114483187,"宜兴市瑞龙陶瓷有限公司","丁蜀","交流10kV",250,250,25,{"v":4.7966,"d":"5"},{"v":2.3256,"d":"2"},{"v":12.4822,"d":"12"},0,0,0]
[860,"高耗能企业3组",3201114506942,"宜兴市俊达工艺陶瓷厂","丁蜀","交流10kV",250,250,25,{"v":38.8894,"d":"39"},{"v":39.1193,"d":"39"},{"v":38.5126,"d":"39"},{"v":13.8894,"d":"14"},{"v":14.1193,"d":"14"},{"v":13.5126,"d":"14"}]
[861,"高耗能企业3组",3201114521019,"宜兴市豪泰耐火科技有限公司","丁蜀","交流10kV",315,315,{"v":31.5,"d":"32"},{"v":15.9925,"d":"16"},{"v":73.5451,"d":"74"},{"v":79.7722,"d":"80"},0,{"v":42.0451,"d":"42"},{"v":48.2722,"d":"48"}]
[862,"高耗能企业3组",3201114522223,"宜兴市兆伟陶瓷厂","丁蜀","交流10kV",250,250,25,{"v":12.2204,"d":"12"},{"v":12.3651,"d":"12"},{"v":10.7773,"d":"11"},0,0,0]
[863,"高耗能企业3组",3201114527487,"宜兴市丁蜀镇任墅村村民委员会","丁蜀","交流10kV",250,250,25,{"v":10.0837,"d":"10"},{"v":15.2882,"d":"15"},{"v":9.6163,"d":"10"},0,0,0]
[864,"高耗能企业3组",3201114528823,"宜兴市丁蜀镇永源炉用材料加工厂","丁蜀","交流10kV",250,250,25,{"v":3.3107,"d":"3"},{"v":7.0749,"d":"7"},{"v":0.2253,"d":"0"},0,0,0]
[865,"高耗能企业3组",3201114528848,"宜兴市胡煊陶瓷有限公司","丁蜀","交流10kV",250,0,0,0,0,0,0,0,0]
[866,"高耗能企业3组",3201114552563,"宜兴市万丰陶瓷厂","丁蜀","交流10kV",200,200,20,{"v":26.9302,"d":"27"},{"v":24.5251,"d":"25"},{"v":16.3979,"d":"16"},{"v":6.9302,"d":"7"},{"v":4.5251,"d":"5"},0]
[867,"高耗能企业3组",3201114563337,"无锡元华水泥制品有限公司","丁蜀","交流10kV",250,250,25,{"v":49.3268,"d":"49"},{"v":49.3709,"d":"49"},{"v":38.3611,"d":"38"},{"v":24.3268,"d":"24"},{"v":24.3709,"d":"24"},{"v":13.3611,"d":"13"}]
[868,"高耗能企业3组",3201114568775,"宜兴市潘氏陶瓷厂","丁蜀","交流10kV",250,250,25,{"v":0.0935,"d":"0"},{"v":0.1281,"d":"0"},{"v":0.5156,"d":"1"},0,0,0]
[869,"高耗能企业3组",3201114571471,"无锡市金州高温材料科技有限公司","丁蜀","交流10kV",250,250,25,{"v":19.7878,"d":"20"},{"v":24.556,"d":"25"},{"v":92.6636,"d":"93"},0,0,{"v":67.6636,"d":"68"}]
[870,"高耗能企业3组",3201114593352,"宜兴市丁蜀镇钧荣紫砂经营部","丁蜀","交流10kV",250,250,25,{"v":1.3843,"d":"1"},{"v":1.8287,"d":"2"},{"v":9.5134,"d":"10"},0,0,0]
[871,"高耗能企业3组",3201114594684,"宜兴市裕华彩瓦厂洛涧分厂","丁蜀","交流10kV",250,250,25,{"v":50.4018,"d":"50"},{"v":53.34,"d":"53"},{"v":34.2618,"d":"34"},{"v":25.4018,"d":"25"},{"v":28.34,"d":"28"},{"v":9.2618,"d":"9"}]
[872,"高耗能企业3组",3201114595030,"宜兴市华荣特种陶瓷科技有限公司","丁蜀","交流10kV",400,400,40,{"v":272.2582,"d":"272"},{"v":259.1909,"d":"259"},{"v":211.9,"d":"212"},{"v":232.2582,"d":"232"},{"v":219.1909,"d":"219"},{"v":171.9,"d":"172"}]
[873,"高耗能企业3组",3201114601178,"无锡旷视陶瓷科技有限公司","丁蜀","交流10kV",250,250,25,{"v":28.5278,"d":"29"},{"v":27.6311,"d":"28"},{"v":18.4711,"d":"18"},{"v":3.5278,"d":"4"},{"v":2.6311,"d":"3"},0]
[874,"高耗能企业3组",3201114629131,"宜兴市东峰混凝土有限公司","丁蜀","交流10kV",800,800,80,{"v":258.4643,"d":"258"},{"v":288.7382,"d":"289"},{"v":102.4946,"d":"102"},{"v":178.4643,"d":"178"},{"v":208.7382,"d":"209"},{"v":22.4946,"d":"22"}]
[875,"高耗能企业3组",3201114657005,"宜兴市旭峰陶瓷研究所","丁蜀","交流10kV",250,250,25,{"v":58.4244,"d":"58"},{"v":55.7185,"d":"56"},{"v":16.7583,"d":"17"},{"v":33.4244,"d":"33"},{"v":30.7185,"d":"31"},0]
[876,"高耗能企业3组",3201114659601,"宜兴市潜洛耐火电瓷厂","丁蜀","交流10kV",250,250,25,{"v":73.7143,"d":"74"},{"v":77.0873,"d":"77"},{"v":83.7436,"d":"84"},{"v":48.7143,"d":"49"},{"v":52.0873,"d":"52"},{"v":58.7436,"d":"59"}]
[877,"高耗能企业3组",3201114669835,"宜兴市森益陶瓷有限公司","丁蜀","交流10kV",250,250,25,{"v":21.0529,"d":"21"},{"v":11.4245,"d":"11"},{"v":1.291,"d":"1"},0,0,0]
[878,"高耗能企业3组",3201114673225,"江苏卓新研磨科技有限公司","丁蜀","交流10kV",250,250,25,{"v":5.0138,"d":"5"},{"v":4.3422,"d":"4"},{"v":0.2268,"d":"0"},0,0,0]
[879,"高耗能企业3组",3201114681814,"宜兴市瑞成特种陶瓷有限公司","丁蜀","交流10kV",250,250,25,{"v":98.515,"d":"99"},{"v":95.3169,"d":"95"},{"v":17.7912,"d":"18"},{"v":73.515,"d":"74"},{"v":70.3169,"d":"70"},0]
[880,"高耗能企业3组",3201114707792,"宜兴市瑞弘耐火材料有限公司","丁蜀","交流10kV",500,500,50,{"v":10.5216,"d":"11"},{"v":36.3002,"d":"36"},{"v":4.3676,"d":"4"},0,0,0]
[881,"高耗能企业3组",3201114713751,"江苏顺星耐火科技有限公司","丁蜀","交流10kV",1000,1000,100,{"v":278.2714,"d":"278"},{"v":277.2778,"d":"277"},{"v":87.3018,"d":"87"},{"v":178.2714,"d":"178"},{"v":177.2778,"d":"177"},0]
[882,"高耗能企业3组",3201114757766,"宜兴市申兴科技有限公司","丁蜀","交流10kV",250,250,25,{"v":187.9143,"d":"188"},{"v":176.4473,"d":"176"},{"v":106.0446,"d":"106"},{"v":162.9143,"d":"163"},{"v":151.4473,"d":"151"},{"v":81.0446,"d":"81"}]
[883,"高耗能企业3组",3201114784384,"宜兴市大大瓷业有限公司","丁蜀","交流10kV",250,250,25,{"v":27.5098,"d":"28"},{"v":26.4125,"d":"26"},{"v":7.7927,"d":"8"},{"v":2.5098,"d":"3"},{"v":1.4125,"d":"1"},0]
[884,"高耗能企业3组",3201114864904,"宜兴市鼎诚建筑陶瓷有限公司","丁蜀","交流10kV",250,250,25,{"v":2.108,"d":"2"},{"v":0.895,"d":"1"},{"v":0.9287,"d":"1"},0,0,0]
[885,"高耗能企业3组",3201114873970,"宜兴必方陶瓷科技有限公司","丁蜀","交流10kV",250,250,25,{"v":99.8998,"d":"100"},{"v":118.111,"d":"118"},{"v":105.5086,"d":"106"},{"v":74.8998,"d":"75"},{"v":93.111,"d":"93"},{"v":80.5086,"d":"81"}]
[886,"高耗能企业3组",3201114879502,"无锡市通耐炉料有限公司","丁蜀","交流10kV",250,250,25,{"v":10.5211,"d":"11"},{"v":10.3768,"d":"10"},{"v":1.2106,"d":"1"},0,0,0]
[887,"高耗能企业3组",3201114892170,"宜兴市皓宏陶瓷有限公司","丁蜀","交流10kV",250,250,25,{"v":45.6879,"d":"46"},{"v":38.1569,"d":"38"},{"v":9.408,"d":"9"},{"v":20.6879,"d":"21"},{"v":13.1569,"d":"13"},0]
[888,"高耗能企业3组",3201114901072,"宜兴市卫兵废品收购站","丁蜀","交流10kV",250,250,25,{"v":3.3151,"d":"3"},{"v":12.3631,"d":"12"},{"v":2.15,"d":"2"},0,0,0]
[889,"高耗能企业3组",3203000268989,"宜兴市禹钰陶瓷厂","丁蜀","交流10kV",250,250,25,{"v":36.5073,"d":"37"},{"v":42.4164,"d":"42"},{"v":28.4896,"d":"28"},{"v":11.5073,"d":"12"},{"v":17.4164,"d":"17"},{"v":3.4896,"d":"3"}]
[890,"高耗能企业3组",3203000094286,"宜兴市红湖装饰陶瓷厂","丁蜀","交流10kV",250,250,25,{"v":88.9881,"d":"89"},{"v":83.2658,"d":"83"},{"v":6.4102,"d":"6"},{"v":63.9881,"d":"64"},{"v":58.2658,"d":"58"},0]
[891,"高耗能企业3组",3203000139047,"宜兴市均逸陶瓷有限公司","丁蜀","交流10kV",250,250,25,{"v":2.0988,"d":"2"},{"v":2.6561,"d":"3"},{"v":4.2745,"d":"4"},0,0,0]
[892,"高耗能企业3组",3203000364426,"宜兴市华强建筑陶瓷厂（普通合伙）","丁蜀","交流10kV",250,250,25,{"v":4.8527,"d":"5"},{"v":4.939,"d":"5"},{"v":0.8596,"d":"1"},0,0,0]
[893,"高耗能企业3组",3203001093409,"宜兴市新鑫丰陶瓷厂（普通合伙）","丁蜀","交流10kV",630,630,63,{"v":103.7768,"d":"104"},{"v":125.3491,"d":"125"},{"v":57.9639,"d":"58"},{"v":40.7768,"d":"41"},{"v":62.3491,"d":"62"},0]
[894,"高耗能企业3组",3203001801161,"宜兴市安利瓷件厂","丁蜀","交流10kV",160,160,16,{"v":74.1736,"d":"74"},{"v":73.9236,"d":"74"},{"v":31.3491,"d":"31"},{"v":58.1736,"d":"58"},{"v":57.9236,"d":"58"},{"v":15.3491,"d":"15"}]
[895,"高耗能企业3组",3203000913443,"宜兴市金贝联新材料科技有限公司","丁蜀","交流10kV",3190,3190,319,{"v":38.0143,"d":"38"},{"v":29.1176,"d":"29"},{"v":6.6667,"d":"7"},0,0,0]
[896,"高耗能企业3组",3203001701124,"宜兴市万尔陶瓷有限公司","丁蜀","交流10kV",315,315,{"v":31.5,"d":"32"},{"v":0.5902,"d":"1"},{"v":0.3293,"d":"0"},{"v":0.2291,"d":"0"},0,0,0]
[897,"高耗能企业3组",3203001908947,"宜兴市陶李园均陶堆花艺术品有限公司","丁蜀","交流10kV",250,250,25,{"v":8.7529,"d":"9"},{"v":5.1496,"d":"5"},{"v":4.3366,"d":"4"},0,0,0]
[898,"高耗能企业3组",3203001802207,"宜兴市阿芙勒尔陶瓷科技有限公司","丁蜀","交流10kV",250,250,25,{"v":26.5098,"d":"27"},{"v":23.2838,"d":"23"},{"v":9.7165,"d":"10"},{"v":1.5098,"d":"2"},0,0]
[899,"高耗能企业3组",3203002531646,"无锡市鼎鑫机电有限公司","丁蜀","交流10kV",200,200,20,{"v":38.6382,"d":"39"},{"v":62.1491,"d":"62"},{"v":47.3589,"d":"47"},{"v":18.6382,"d":"19"},{"v":42.1491,"d":"42"},{"v":27.3589,"d":"27"}]
[900,"高耗能企业3组",3203001993910,"宜兴市兴洲特种陶瓷厂（普通合伙）","丁蜀","交流10kV",250,250,25,{"v":51.5314,"d":"52"},{"v":41.6285,"d":"42"},{"v":7.8596,"d":"8"},{"v":26.5314,"d":"27"},{"v":16.6285,"d":"17"},0]
[901,"高耗能企业3组",3203003252760,"宜兴市中电耐磨耐火科技有限公司","丁蜀","交流10kV",250,250,25,{"v":110.0058,"d":"110"},{"v":118.6077,"d":"119"},{"v":30.728,"d":"31"},{"v":85.0058,"d":"85"},{"v":93.6077,"d":"94"},{"v":5.728,"d":"6"}]
[902,"高耗能企业3组",3203003618523,"宜兴市兴发炉业工程有限公司","丁蜀","交流10kV",250,250,25,{"v":18.5352,"d":"19"},{"v":15.8349,"d":"16"},{"v":17.9593,"d":"18"},0,0,0]
[903,"高耗能企业3组",3203003031311,"宜兴市腾嵩陶瓷有限公司","丁蜀","交流10kV",250,250,25,{"v":75.0143,"d":"75"},{"v":66.8638,"d":"67"},{"v":10.7175,"d":"11"},{"v":50.0143,"d":"50"},{"v":41.8638,"d":"42"},0]
[904,"高耗能企业3组",3203004590773,"宜兴市越捷陶瓷科技有限公司","丁蜀","交流10kV",160,160,16,{"v":21.0417,"d":"21"},{"v":21.6609,"d":"22"},{"v":8.2012,"d":"8"},{"v":5.0417,"d":"5"},{"v":5.6609,"d":"6"},0]
[905,"高耗能企业3组",3203004551970,"宜兴市振兴陶瓷加工厂","丁蜀","交流10kV",250,250,25,{"v":29.512,"d":"30"},{"v":25.9716,"d":"26"},{"v":19.8235,"d":"20"},{"v":4.512,"d":"5"},{"v":0.971599999999999,"d":"1"},0]
[906,"高耗能企业3组",3203004202548,"宜兴市旭盛商贸有限公司","丁蜀","交流10kV",250,250,25,{"v":49.92,"d":"50"},{"v":36.4255,"d":"36"},{"v":30.1268,"d":"30"},{"v":24.92,"d":"25"},{"v":11.4255,"d":"11"},{"v":5.1268,"d":"5"}]
[907,"高耗能企业3组",3203004889694,"宜兴市陶都资产经营管理有限公司","丁蜀","交流10kV",250,0,0,{"v":0.0344,"d":"0"},{"v":0.0168,"d":"0"},{"v":0.0329,"d":"0"},{"v":0.0344,"d":"0"},{"v":0.0168,"d":"0"},{"v":0.0329,"d":"0"}]
[908,"高耗能企业3组",3203005094368,"宜兴市卓意陶瓷厂","丁蜀","交流10kV",160,160,16,{"v":20.3273,"d":"20"},{"v":19.8896,"d":"20"},{"v":0.2775,"d":"0"},{"v":4.3273,"d":"4"},{"v":3.8896,"d":"4"},0]
[909,"高耗能企业3组",3203005118143,"宜兴市泰宝物资有限公司","丁蜀","交流10kV",250,250,25,{"v":1.4729,"d":"1"},{"v":98.0007,"d":"98"},{"v":4.1957,"d":"4"},0,{"v":73.0007,"d":"73"},0]
[910,"高耗能企业3组",3203005111053,"宜兴市豪泽陶瓷厂","丁蜀","交流10kV",250,250,25,{"v":74.7036,"d":"75"},{"v":75.6819,"d":"76"},{"v":37.1422,"d":"37"},{"v":49.7036,"d":"50"},{"v":50.6819,"d":"51"},{"v":12.1422,"d":"12"}]
[911,"高耗能企业3组",3203004646303,"宜兴市吉羊工艺陶瓷厂","丁蜀","交流10kV",400,400,40,{"v":79.1911,"d":"79"},{"v":104.5655,"d":"105"},{"v":77.6182,"d":"78"},{"v":39.1911,"d":"39"},{"v":64.5655,"d":"65"},{"v":37.6182,"d":"38"}]
[912,"高耗能企业3组",3203006011956,"宜兴华源陶瓷有限公司","丁蜀","交流10kV",315,0,0,0,0,0,0,0,0]
[913,"高耗能企业3组",3203006010406,"方诺（宜兴）新材料科技有限公司","丁蜀","交流10kV",400,0,0,{"v":199.094,"d":"199"},{"v":176.5615,"d":"177"},{"v":191.836,"d":"192"},0,0,0]
[914,"高耗能企业3组",3203006300965,"无锡宜奥龙环保设备有限公司","丁蜀","交流10kV",160,160,16,{"v":30.124,"d":"30"},{"v":34.1417,"d":"34"},{"v":10.6012,"d":"11"},{"v":14.124,"d":"14"},{"v":18.1417,"d":"18"},0]
[915,"高耗能企业3组",3203005966302,"宜兴市宇翔陶瓷有限公司","丁蜀","交流10kV",250,250,25,{"v":0.0533,"d":"0"},{"v":0.0444,"d":"0"},{"v":0.096,"d":"0"},0,0,0]
[916,"高耗能企业3组",3203070118443,"宜兴市丰峰陶瓷有限公司","丁蜀","交流10kV",400,400,40,{"v":231.3462,"d":"231"},{"v":229.7222,"d":"230"},{"v":164.24,"d":"164"},{"v":191.3462,"d":"191"},{"v":189.7222,"d":"190"},{"v":124.24,"d":"124"}]
[917,"高耗能企业3组",3203070177706,"宜兴市丰峰陶瓷有限公司","丁蜀","交流10kV",315,315,{"v":31.5,"d":"32"},{"v":103.7942,"d":"104"},{"v":89.35,"d":"89"},{"v":22.7077,"d":"23"},{"v":72.2942,"d":"72"},{"v":57.85,"d":"58"},0]
[918,"高耗能企业3组",3203004378859,"宜兴蒯氏艺术陶瓷有限公司","丁蜀","交流10kV",250,250,25,{"v":96.114,"d":"96"},{"v":83.3313,"d":"83"},{"v":42.4604,"d":"42"},{"v":71.114,"d":"71"},{"v":58.3313,"d":"58"},{"v":17.4604,"d":"17"}]
[919,"高耗能企业3组",3203070255537,"宜兴市龙冠新材料有限公司","丁蜀","交流10kV",200,200,20,{"v":85.1807,"d":"85"},{"v":75.3113,"d":"75"},{"v":83.2055,"d":"83"},{"v":65.1807,"d":"65"},{"v":55.3113,"d":"55"},{"v":63.2055,"d":"63"}]
[920,"高耗能企业3组",3203006312480,"宜兴市中发窑炉材料有限公司","丁蜀","交流10kV",250,250,25,{"v":59.8618,"d":"60"},{"v":52.9769,"d":"53"},{"v":14.7992,"d":"15"},{"v":34.8618,"d":"35"},{"v":27.9769,"d":"28"},0]
[921,"高耗能企业3组",3203071921288,"宜兴市吴洁陶瓷制品研究所","丁蜀","交流10kV",250,250,25,{"v":2.1623,"d":"2"},{"v":2.2002,"d":"2"},{"v":0.5775,"d":"1"},0,0,0]
[922,"高耗能企业3组",3203070183997,"宜兴市特威陶陶瓷有限公司","丁蜀","交流10kV",250,250,25,{"v":20.7814,"d":"21"},{"v":21.5269,"d":"22"},{"v":19.5921,"d":"20"},0,0,0]
[923,"高耗能企业3组",3203074701676,"宜兴市敖杰制陶有限公司","丁蜀","交流10kV",500,500,50,{"v":74.3556,"d":"74"},{"v":67.3224,"d":"67"},{"v":55.7255,"d":"56"},{"v":24.3556,"d":"24"},{"v":17.3224,"d":"17"},{"v":5.7255,"d":"6"}]
[924,"高耗能企业3组",3203074727665,"宜兴市中环耐火材料有限公司","丁蜀","交流10kV",500,500,50,{"v":86.488,"d":"86"},{"v":91.9305,"d":"92"},{"v":74.3124,"d":"74"},{"v":36.488,"d":"36"},{"v":41.9305,"d":"42"},{"v":24.3124,"d":"24"}]
[925,"高耗能企业3组",3203077179153,"宜兴凯宁机械设备厂","丁蜀","交流10kV",500,0,0,0,0,0,0,0,0]
[926,"高耗能企业3组",3203071263808,"宜兴金北士陶瓷有限公司","丁蜀","交流10kV",250,250,25,{"v":0.48,"d":"0"},{"v":0.2702,"d":"0"},{"v":0.11,"d":"0"},0,0,0]
[927,"高耗能企业3组",3203078782419,"宜兴市丁蜀镇瓷天下陶瓷厂","丁蜀","交流10kV",200,200,20,{"v":91.0339,"d":"91"},{"v":97.02,"d":"97"},{"v":58.1054,"d":"58"},{"v":71.0339,"d":"71"},{"v":77.02,"d":"77"},{"v":38.1054,"d":"38"}]
[928,"高耗能企业3组",3203078664975,"明富（无锡）食品原料有限公司","丁蜀","交流10kV",250,250,25,{"v":42.585,"d":"43"},{"v":28.5365,"d":"29"},{"v":10.6727,"d":"11"},{"v":17.585,"d":"18"},{"v":3.5365,"d":"4"},0]
[929,"高耗能企业3组",3203079272357,"宜兴市新太平洋特种电缆厂有限公司","丁蜀","交流10kV",500,250,25,{"v":8.5063,"d":"9"},{"v":10.8944,"d":"11"},{"v":1.3511,"d":"1"},0,0,0]
[930,"高耗能企业3组",3203079491672,"江苏江南紫韵文化有限公司","丁蜀","交流10kV",250,250,25,{"v":29.024,"d":"29"},{"v":39.848,"d":"40"},{"v":30.832,"d":"31"},{"v":4.024,"d":"4"},{"v":14.848,"d":"15"},{"v":5.832,"d":"6"}]
[931,"高耗能企业3组",3203079896178,"宜兴市顺申陶瓷有限公司","丁蜀","交流10kV",200,200,20,{"v":81.7304,"d":"82"},{"v":76.3309,"d":"76"},{"v":19.6946,"d":"20"},{"v":61.7304,"d":"62"},{"v":56.3309,"d":"56"},0]
[932,"高耗能企业3组",3203079965290,"宜兴市忠嘉陶瓷有限公司","丁蜀","交流10kV",160,160,16,{"v":47.0464,"d":"47"},{"v":41.9398,"d":"42"},{"v":33.8484,"d":"34"},{"v":31.0464,"d":"31"},{"v":25.9398,"d":"26"},{"v":17.8484,"d":"18"}]
[933,"高耗能企业3组",3203080605739,"宜兴市承启耐火材料研究所","丁蜀","交流10kV",200,200,20,{"v":24.9689,"d":"25"},{"v":27.4247,"d":"27"},{"v":7.8557,"d":"8"},{"v":4.9689,"d":"5"},{"v":7.4247,"d":"7"},0]
[934,"高耗能企业3组",3203079179110,"宜兴市兴琦茗陶陶瓷研究所（普通合伙）","丁蜀","交流10kV",250,250,25,{"v":4.0943,"d":"4"},{"v":6.5385,"d":"7"},{"v":25.5264,"d":"26"},0,0,{"v":0.526399999999999,"d":"1"}]
[935,"高耗能企业3组",3203080953414,"宜兴市张泽浇注耐火材料有限公司","丁蜀","交流10kV",200,200,20,{"v":89.6625,"d":"90"},{"v":76.9036,"d":"77"},{"v":20.9336,"d":"21"},{"v":69.6625,"d":"70"},{"v":56.9036,"d":"57"},{"v":0.933599999999998,"d":"1"}]
[936,"高耗能企业3组",3203081001032,"宜兴市胜达耐火陶瓷有限公司","丁蜀","交流10kV",400,400,40,{"v":120.1953,"d":"120"},{"v":129.3344,"d":"129"},{"v":150.6236,"d":"151"},{"v":80.1953,"d":"80"},{"v":89.3344,"d":"89"},{"v":110.6236,"d":"111"}]
[937,"高耗能企业3组",3203081548420,"宜兴市融茗陶瓷厂","丁蜀","交流10kV",80,80,8,{"v":36.1729,"d":"36"},{"v":26.5056,"d":"27"},{"v":7.3876,"d":"7"},{"v":28.1729,"d":"28"},{"v":18.5056,"d":"19"},0]
[938,"高耗能企业3组",3203081482671,"宜兴市兴邦锅炉节能材料有限公司","丁蜀","交流10kV",250,250,25,{"v":113.838,"d":"114"},{"v":38.7761,"d":"39"},{"v":5.2483,"d":"5"},{"v":88.838,"d":"89"},{"v":13.7761,"d":"14"},0]
[939,"高耗能企业3组",3203082014156,"宜兴市健杰陶瓷有限公司","丁蜀","交流10kV",80,80,8,{"v":37.303,"d":"37"},{"v":36.5611,"d":"37"},{"v":7.2832,"d":"7"},{"v":29.303,"d":"29"},{"v":28.5611,"d":"29"},0]
[940,"高耗能企业3组",3203081341726,"众优新材料科技（宜兴）有限公司","丁蜀","交流10kV",400,250,25,{"v":208.7782,"d":"209"},{"v":201.7143,"d":"202"},{"v":127.6025,"d":"128"},{"v":183.7782,"d":"184"},{"v":176.7143,"d":"177"},{"v":102.6025,"d":"103"}]
[941,"高耗能企业3组",3203082312332,"宜兴市泰丰陶瓷厂","丁蜀","交流10kV",250,250,25,{"v":14.4371,"d":"14"},{"v":14.242,"d":"14"},{"v":4.3764,"d":"4"},0,0,0]
[942,"高耗能企业3组",3203081545531,"宜兴市建华陶业有限公司","丁蜀","交流10kV",250,250,25,{"v":6.7523,"d":"7"},{"v":5.7976,"d":"6"},{"v":157.6546,"d":"158"},0,0,{"v":132.6546,"d":"133"}]
[943,"高耗能企业3组",3203083034935,"宜兴市宇昌陶瓷科技有限公司","丁蜀","交流10kV",315,315,{"v":31.5,"d":"32"},{"v":59.9013,"d":"60"},{"v":67.806,"d":"68"},{"v":150.2995,"d":"150"},{"v":28.4013,"d":"28"},{"v":36.306,"d":"36"},{"v":118.7995,"d":"119"}]
[944,"高耗能企业3组",3203083219246,"宜兴市神威陶瓷厂（普通合伙）","丁蜀","交流10kV",250,250,25,{"v":4.777,"d":"5"},{"v":2.888,"d":"3"},{"v":4.8791,"d":"5"},0,0,0]
[945,"高耗能企业3组",3203083843594,"宜兴市晓其耐火炉料有限公司","丁蜀","交流10kV",250,250,25,{"v":34.6607,"d":"35"},{"v":72.8758,"d":"73"},{"v":1.0196,"d":"1"},{"v":9.6607,"d":"10"},{"v":47.8758,"d":"48"},0]
[946,"高耗能企业3组",3203083928831,"宜兴市昊源陶瓷厂（普通合伙）","丁蜀","交流10kV",400,400,40,{"v":67.1643,"d":"67"},{"v":52.7673,"d":"53"},{"v":33.9754,"d":"34"},{"v":27.1643,"d":"27"},{"v":12.7673,"d":"13"},0]
[947,"高耗能企业3组",3203084624760,"江苏航卓建设股份有限公司","丁蜀","交流10kV",500,500,50,{"v":106.0345,"d":"106"},{"v":106.2389,"d":"106"},{"v":69.6571,"d":"70"},{"v":56.0345,"d":"56"},{"v":56.2389,"d":"56"},{"v":19.6571,"d":"20"}]
[948,"高耗能企业3组",3203084973773,"宜兴华彩包装有限公司","丁蜀","交流10kV",250,250,25,{"v":53.9517,"d":"54"},{"v":62.2448,"d":"62"},{"v":11.3026,"d":"11"},{"v":28.9517,"d":"29"},{"v":37.2448,"d":"37"},0]
[949,"高耗能企业3组",3203083916526,"宜兴市名凯炉具科技有限公司","丁蜀","交流10kV",500,500,50,0,0,0,0,0,0]
[950,"高耗能企业3组",3203085883713,"宜兴市腾飞陶粒制造有限公司","丁蜀","交流10kV",1600,250,25,{"v":11.1964,"d":"11"},{"v":16.3526,"d":"16"},{"v":7.7485,"d":"8"},0,0,0]
[951,"高耗能企业3组",3203085908152,"宜兴市信裕浩耐火材料厂","丁蜀","交流10kV",200,200,20,{"v":4.8087,"d":"5"},{"v":6.105,"d":"6"},{"v":5.0513,"d":"5"},0,0,0]
[952,"高耗能企业3组",3203086906649,"汤利群","丁蜀","交流10kV",315,315,{"v":31.5,"d":"32"},{"v":54.5464,"d":"55"},{"v":55.6727,"d":"56"},{"v":27.8911,"d":"28"},{"v":23.0464,"d":"23"},{"v":24.1727,"d":"24"},0]
[953,"高耗能企业3组",3203086605044,"宜兴市龙峰耐火材料有限公司","丁蜀","交流10kV",500,500,50,0,0,0,0,0,0]
[954,"高耗能企业3组",3203087481197,"宜兴界陶文化有限公司","丁蜀","交流10kV",315,315,{"v":31.5,"d":"32"},{"v":99.52,"d":"100"},{"v":80.3627,"d":"80"},{"v":48.326,"d":"48"},{"v":68.02,"d":"68"},{"v":48.8627,"d":"49"},{"v":16.826,"d":"17"}]
[955,"高耗能企业3组",3203088208634,"宜兴市诺格陶瓷厂（个人独资）","丁蜀","交流10kV",250,250,25,{"v":18.2664,"d":"18"},{"v":16.7582,"d":"17"},{"v":1.2307,"d":"1"},0,0,0]
[956,"高耗能企业3组",3203088639447,"宜兴市陶都资产经营管理有限公司","丁蜀","交流10kV",2000,2000,200,0,0,0,0,0,0]
[957,"高耗能企业3组",3203088964438,"江苏省无锡市宜兴市丁蜀镇川埠村村民委员会","丁蜀","交流10kV",250,250,25,{"v":135.1585,"d":"135"},{"v":124.083,"d":"124"},{"v":72.2245,"d":"72"},{"v":110.1585,"d":"110"},{"v":99.083,"d":"99"},{"v":47.2245,"d":"47"}]
[958,"高耗能企业3组",3203088744282,"宜兴市君泰窑业有限公司","丁蜀","交流10kV",630,630,63,0,0,0,0,0,0]